{"text_format":"3","workbook":"xls","n_sheets":6,"sheets":["MODULES","METERS","HOUSINGS","BASES","COSTS","LOOKUPS"],"not_rendered":{"external_links":1,"defined_names":3},"read":"whole","date_system":"1900","formulas":"cached_only"}

{"sheet":"MODULES","index":0,"n_rows":141,"n_cols":30,"rows_kept":141,"flags":["formulas_cached_only"]}
["CODE","OUTLET_CNTY_CODE","INLET_CNTY_CODE","DRWG_CODE","METR_CODE","REVA_CODE","SLVA_CODE","SVCP_CODE","WEIGHT","INLET_HEIGHT","INLET_SIZE","OUTLET_PRESSURE","OUTLET_HEIGHT","OUTLET_SIZE","BAS_CODE","HOU_CODE","DIM_A","DIM_B","DIM_C","DIM_D","DIM_E","DIM_H","VALID_FROM","VALID_TO","REGU_CODE","FLTR_CODE","INLET_CNOR_CODE","OUTLET_CNOR_CODE","LEAD_TIME","MANU_REF"]
["ARILHH300A","(MM) PN16","(MM) PN16","lphhstd","MRA300D","BADDATA","BADDATA","LP",300,570,100,21,570,150,"3316HH1","3316",0,1677,287,300,331,1180,"2007-11-15T10:03:02",null,"J48-100","LOW LOSS STRAINER-100","HORIZONTAL LEFT","HORIZONTAL RIGHT",25,"ACTARIS"]
["ARILHH400A","(MM) PN16","(MM) PN16","lphhstd","MRA400D","BADDATA","BADDATA","LP",400,700,150,21,700,150,"3516HH1","3516",0,2001,287,350,350,1400,"2007-11-15T10:03:02",null,"J48-150","LOW LOSS STRAINER-150","HORIZONTAL LEFT","HORIZONTAL RIGHT",25,"ACTARIS"]
["ARILHH650A","(MM) PN16","(MM) PN16","lphhstd","MRA650E","BADDATA","BADDATA","LP",470,700,150,21,700,150,"3816HH1","3816",0,2199,287,350,376,1400,"2007-11-15T10:03:02",null,"DONKIN 226-150","LOW LOSS STRAINER-150","HORIZONTAL LEFT","HORIZONTAL RIGHT",25,"ACTARIS"]
["ARILHH1000A","(MM) PN16","(MM) PN16","lphhstd","MRA1000E","BADDATA","BADDATA","LP",620,700,150,21,700,150,"3816HH1","3816",0,2249,287,350,475,1513,"2007-11-15T10:03:02",null,"DONKIN 226-150","LOW LOSS STRAINER-150","HORIZONTAL LEFT","HORIZONTAL RIGHT",25,"ACTARIS"]
["ARCMHH100A","(MM) PN16","(MM) PN16","lphhcompac","MRA100B","BADDATA","BADDATA","LP",125,985,80,21,250,80,"A4EHH1","A4E",0,755,235,325,325,1350,"2007-11-15T10:03:02",null,"J90 ANGLED-80","LOW LOSS STRAINER-80","HORIZONTAL LEFT","HORIZONTAL RIGHT",25,"ACTARIS"]
["ARCMHH160A","(MM) PN16","(MM) PN16","lphhcompac","MRA160C","BADDATA","BADDATA","LP",140,945,80,21,250,100,"A4EHH1","A4E",0,800,225,325,325,1315,"2007-11-15T10:03:02",null,"J90 ANGLED-80","LOW LOSS STRAINER-80","HORIZONTAL LEFT","HORIZONTAL RIGHT",25,"ACTARIS"]
["ARCMHH200A","(MM) PN16","(MM) PN16","lphhcompac","MRA200C","BADDATA","BADDATA","LP",140,945,80,21,250,100,"A4EHH1","A4E",0,800,225,325,325,1315,"2007-11-15T10:03:02",null,"J90 ANGLED-80","LOW LOSS STRAINER-80","HORIZONTAL LEFT","HORIZONTAL RIGHT",25,"ACTARIS"]
["ARCMHH250A","(MM) PN16","(MM) PN16","lphhcompac","MRA250C","BADDATA","BADDATA","LP",140,1015,80,21,250,100,"A4EHH1","A4E",0,785,240,325,325,1388,"2007-11-15T10:03:02",null,"J90 ANGLED-80","LOW LOSS STRAINER-80","HORIZONTAL LEFT","HORIZONTAL RIGHT",25,"ACTARIS"]
["ARCMHH300A","(MM) PN16","(MM) PN16","lphhcompac","MRA300D","BADDATA","BADDATA","LP",175,1150,100,21,250,100,"A4EHH1","A4E",0,1000,230,327,328,1523,"2007-11-15T10:03:02",null,"J90 ANGLED-80","LOW LOSS STRAINER-100","HORIZONTAL LEFT","HORIZONTAL RIGHT",25,"ACTARIS"]
["ARCMVV25A","(MM) BSPT","(MM) BSPT","lpvvcom25","MRA25A","BADDATA","BADDATA","LP",25,105,40,21,0,40,"A1C","A1",37,310,48,80,125,410,"2007-11-15T10:03:02",null,"DONKIN 226-40","FIXED IN UNION-40","VERTICAL DOWN","VERTICAL DOWN",25,"ACTARIS"]
["ARCMVV40A","(MM) BSPT","(MM) BSPT","lpvvcom40","MRA40A","BADDATA","BADDATA","LP",40,238,50,21,0,40,"A1H","A1",46,356,48,128,127,545,"2007-11-15T10:03:02",null,"DONKIN 226-50","FIXED IN UNION-40","VERTICAL DOWN","VERTICAL DOWN",25,"ACTARIS"]
["ARCMVV100A","(MM) PN16","(MM) PN16","lpvvcompac","MRA100B","BADDATA","BADDATA","LP",105,350,80,21,100,80,"A4EC1","A4E",100,485,350,245,245,1411,"2007-11-15T10:03:02",null,"J90 ANGLED-80","LOW LOSS STRAINER-80","VERTICAL DOWN","VERTICAL DOWN",25,"ACTARIS"]
["ARCMVV160A","(MM) PN16","(MM) PN16","lpvvcompac","MRA160C","BADDATA","BADDATA","LP",115,350,80,21,100,100,"A4EC1","A4E",100,485,350,245,245,1411,"2007-11-15T10:03:02",null,"J90 ANGLED-80","LOW LOSS STRAINER-80","VERTICAL DOWN","VERTICAL DOWN",25,"ACTARIS"]
["ARCMVV200A","(MM) PN16","(MM) PN16","lpvvcompac","MRA200C","BADDATA","BADDATA","LP",115,350,80,21,100,100,"A4EC1","A4E",100,485,350,245,245,1411,"2007-11-15T10:03:02",null,"J90 ANGLED-80","LOW LOSS STRAINER-80","VERTICAL DOWN","VERTICAL DOWN",25,"ACTARIS"]
["ARCMVV250A","(MM) PN16","(MM) PN16","lpvvcompac","MRA250C","BADDATA","BADDATA","LP",125,350,80,21,50,100,"A4EC1","A4E",100,485,350,245,245,1382,"2007-11-15T10:03:02",null,"J90 ANGLED-80","LOW LOSS STRAINER-80","VERTICAL DOWN","VERTICAL DOWN",25,"ACTARIS"]
["ARCMVV300A","(MM) PN16","(MM) PN16","lpvvcompac","MRA300D","BADDATA","BADDATA","LP",145,400,100,21,100,100,"A4EC2","A4E",115,635,300,245,245,1342,"2007-11-15T10:03:02",null,"J90 ANGLED-100","LOW LOSS STRAINER-100","VERTICAL DOWN","VERTICAL DOWN",25,"ACTARIS"]
["ARCMVH100A","(MM) PN16","(MM) PN16","lpvhcompac","MRA100B","BADDATA","BADDATA","LP",95,350,80,21,250,80,"A4EVH1","A4E",100,845,225,245,245,1315,"2007-11-15T10:03:02",null,"J90 ANGLED-80","LOW LOSS STRAINER-80","VERTICAL DOWN","HORIZONTAL RIGHT",25,"ACTARIS"]
["ARCMVH160A","(MM) PN16","(MM) PN16","lpvhcompac","MRA160C","BADDATA","BADDATA","LP",140,350,80,21,250,100,"A4EVH1","A4E",100,885,225,245,245,1315,"2007-11-15T10:03:02",null,"J90 ANGLED-80","LOW LOSS STRAINER-80","VERTICAL DOWN","HORIZONTAL RIGHT",25,"ACTARIS"]
["ARCMVH200A","(MM) PN16","(MM) PN16","lpvhcompac","MRA200C","BADDATA","BADDATA","LP",140,350,80,21,250,100,"A4EVH1","A4E",100,885,225,325,325,1315,"2007-11-15T10:03:02",null,"J90 ANGLED-80","LOW LOSS STRAINER-80","VERTICAL DOWN","HORIZONTAL RIGHT",25,"ACTARIS"]
["ARCMVH250A","(MM) PN16","(MM) PN16","lpvhcompac","MRA250C","BADDATA","BADDATA","LP",145,350,80,21,250,100,"A4EVH1","A4E",100,885,225,325,325,1315,"2007-11-15T10:03:02",null,"J90 ANGLED-80","LOW LOSS STRAINER-80","VERTICAL DOWN","HORIZONTAL RIGHT",25,"ACTARIS"]
["ARCMVH300A","(MM) PN16","(MM) PN16","lpvhcompac","MRA300D","BADDATA","BADDATA","LP",145,400,100,21,250,100,"A4EVH1","A4E",115,1160,225,322,322,1356,"2007-11-15T10:03:02",null,"J90 ANGLED-80","LOW LOSS STRAINER-100","VERTICAL DOWN","HORIZONTAL RIGHT",25,"ACTARIS"]
["ASD16VV35A","BADDATA","BADDATA","BADDATA","MDA16","BADDATA","BADDATA","MP35",45,0,0,21,0,0,null,"A2",0,0,0,0,0,0,"2007-11-15T10:03:02",null,"BADDATA","BADDATA","VERTICAL DOWN","VERTICAL UP",25,"ACTARIS"]
["ASD25VV35A","BADDATA","BADDATA","BADDATA","MDA25","BADDATA","BADDATA","MP35",45,0,0,21,0,0,null,"A2",0,0,0,0,0,0,"2007-11-15T10:03:02",null,"BADDATA","BADDATA","VERTICAL DOWN","VERTICAL UP",25,"ACTARIS"]
["ASD40VV35A","BADDATA","BADDATA","BADDATA","MDA40","BADDATA","BADDATA","MP35",130,0,0,21,0,0,null,"A2",0,0,0,0,0,0,"2007-11-15T10:03:02",null,"BADDATA","BADDATA","VERTICAL DOWN","VERTICAL UP",25,"ACTARIS"]
["ASD65VV35A","BADDATA","BADDATA","BADDATA","MDA65","BADDATA","BADDATA","MP35",137,0,0,21,0,0,null,"A3",0,0,0,0,0,0,"2007-11-15T10:03:02",null,"BADDATA","BADDATA","VERTICAL DOWN","VERTICAL UP",25,"ACTARIS"]
["ASD100VV35","BADDATA","BADDATA","BADDATA","MDA100","BADDATA","BADDATA","MP35",145,0,0,21,0,0,null,"A4E",0,0,0,0,0,0,"2007-11-15T10:03:02",null,"BADDATA","BADDATA","VERTICAL DOWN","VERTICAL UP",25,"ACTARIS"]
["ASD160VV35A","BADDATA","BADDATA","BADDATA","MDA160","BADDATA","BADDATA","MP35",205,0,0,21,0,0,null,"A4E",0,0,0,0,0,0,"2007-11-15T10:03:02",null,"BADDATA","BADDATA","VERTICAL DOWN","VERTICAL UP",25,"ACTARIS"]
["ASR25VV35A","(MM) PN16","(MM) PN16","BADDATA","MRA25A","BADDATA","BADDATA","MP35",70,0,0,21,0,0,"A2","A2",0,0,0,0,0,0,"2007-11-15T10:03:02",null,"BADDATA","BADDATA","VERTICAL DOWN","VERTICAL DOWN",25,"ACTARIS"]
["ARILHH100A","(MM) PN16","(MM) PN16","lphhstd","MRA100B","BADDATA","BADDATA","LP",100,540,80,21,540,80,"2016HH1","2016",0,1390,172,200,200,915,"2007-11-15T10:03:02",null,"J48-80","LOW LOSS STRAINER-80","HORIZONTAL LEFT","HORIZONTAL RIGHT",25,"ACTARIS"]
["ARILHH160A","(MM) PN16","(MM) PN16","lphhstd","MRA160C","BADDATA","BADDATA","LP",125,540,80,21,540,100,"2016HH1","2016",0,1376,204,250,250,915,"2007-11-15T10:03:02",null,"J48-80","LOW LOSS STRAINER-80","HORIZONTAL LEFT","HORIZONTAL RIGHT",25,"ACTARIS"]
["ASR40VV35A","(MM) PN16","(MM) PN16","BADDATA","MRA40A","BADDATA","BADDATA","MP35",75,0,0,21,0,0,"A2","A2",0,0,0,0,0,0,"2007-11-15T10:03:02",null,"BADDATA","BADDATA","VERTICAL DOWN","VERTICAL DOWN",25,"ACTARIS"]
["ARILHH200A","(MM) PN16","(MM) PN16","lphhstd","MRA200C","BADDATA","BADDATA","LP",125,540,80,21,540,100,"2516HH1","2516",0,1376,204,250,250,915,"2007-11-15T10:03:02",null,"J48-80","LOW LOSS STRAINER-80","HORIZONTAL LEFT","HORIZONTAL RIGHT",25,"ACTARIS"]
["ARILHH250A","(MM) PN16","(MM) PN16","lphhstd","MRA250C","BADDATA","BADDATA","LP",125,540,80,21,540,100,"2816HH1","2816",0,1446,204,250,250,915,"2007-11-15T10:03:02",null,"J48-80","LOW LOSS STRAINER-80","HORIZONTAL LEFT","HORIZONTAL RIGHT",25,"ACTARIS"]
["ASR200VV180A","(MM) PN16","(MM) PN16","BADDATA","MRA200C","BADDATA","BADDATA","MP180",100,0,0,21,0,0,null,"A3",0,0,0,0,0,0,"2007-11-15T10:03:03",null,"BADDATA","BADDATA","VERTICAL DOWN","VERTICAL DOWN",25,"ACTARIS"]
["ASR250VV180A","(MM) PN16","(MM) PN16","BADDATA","MRA250C","BADDATA","BADDATA","MP180",160,0,0,21,0,0,null,"A3",0,0,0,0,0,0,"2007-11-15T10:03:03",null,"BADDATA","BADDATA","VERTICAL DOWN","VERTICAL DOWN",25,"ACTARIS"]
["ASR300VV180A","(MM) PN16","(MM) PN16","BADDATA","MRA300D","BADDATA","BADDATA","MP180",350,0,0,21,0,0,null,"A4E",0,0,0,0,0,0,"2007-11-15T10:03:03",null,"BADDATA","BADDATA","VERTICAL DOWN","VERTICAL DOWN",25,"ACTARIS"]
["ASR400VV180A","(MM) PN16","(MM) PN16","BADDATA","MRA400D","BADDATA","BADDATA","MP180",375,0,0,21,0,0,null,"A4E",0,0,0,0,0,0,"2007-11-15T10:03:03",null,"BADDATA","BADDATA","VERTICAL DOWN","VERTICAL DOWN",25,"ACTARIS"]
["ASR650VV180A","(MM) PN16","(MM) PN16","BADDATA","MRA650E","BADDATA","BADDATA","MP180",500,0,0,21,0,0,null,"2516",0,0,0,0,0,0,"2007-11-15T10:03:03",null,"BADDATA","BADDATA","VERTICAL DOWN","VERTICAL DOWN",25,"ACTARIS"]
["ASR1000VV180A","(MM) PN16","(MM) PN16","BADDATA","MRA1000E","BADDATA","BADDATA","MP180",750,0,0,21,0,0,null,"3016",0,0,0,0,0,0,"2007-11-15T10:03:03",null,"BADDATA","BADDATA","VERTICAL DOWN","VERTICAL DOWN",25,"ACTARIS"]
["ASD16VV270A","BADDATA","BADDATA","BADDATA","MDA16","BADDATA","BADDATA","MP270",30,0,0,21,0,0,null,"A2",0,0,0,0,0,0,"2007-11-15T10:03:03",null,"BADDATA","BADDATA","VERTICAL DOWN","VERTICAL UP",25,"ACTARIS"]
["ASD25VV270A","BADDATA","BADDATA","BADDATA","MDA25","BADDATA","BADDATA","MP270",40,0,0,21,0,0,null,"A2",0,0,0,0,0,0,"2007-11-15T10:03:03",null,"BADDATA","BADDATA","VERTICAL DOWN","VERTICAL UP",25,"ACTARIS"]
["ASD40VV270A","BADDATA","BADDATA","BADDATA","MDA40","BADDATA","BADDATA","MP270",60,0,0,21,0,0,null,"A2",0,0,0,0,0,0,"2007-11-15T10:03:03",null,"BADDATA","BADDATA","VERTICAL DOWN","VERTICAL UP",25,"ACTARIS"]
["ASD65VV270A","BADDATA","BADDATA","BADDATA","MDA65","BADDATA","BADDATA","MP270",98,0,0,21,0,0,null,"A3",0,0,0,0,0,0,"2007-11-15T10:03:03",null,"BADDATA","BADDATA","VERTICAL DOWN","VERTICAL UP",25,"ACTARIS"]
["ASD100VV270A","BADDATA","BADDATA","BADDATA","MDA100","BADDATA","BADDATA","MP270",137,0,0,21,0,0,null,"A4E",0,0,0,0,0,0,"2007-11-15T10:03:03",null,"BADDATA","BADDATA","VERTICAL DOWN","VERTICAL UP",25,"ACTARIS"]
["ASD160VV270A","BADDATA","BADDATA","BADDATA","MDA160","BADDATA","BADDATA","MP270",193,0,0,21,0,0,null,"A4E",0,0,0,0,0,0,"2007-11-15T10:03:03",null,"BADDATA","BADDATA","VERTICAL DOWN","VERTICAL UP",25,"ACTARIS"]
["ASR25VV270A","(MM) PN16","(MM) PN16","BADDATA","MRA25A","BADDATA","BADDATA","MP270",50,0,0,21,0,0,null,"A1",0,0,0,0,0,0,"2007-11-15T10:03:03",null,"BADDATA","BADDATA","VERTICAL DOWN","VERTICAL DOWN",25,"ACTARIS"]
["ASR40VV270A","(MM) PN16","(MM) PN16","BADDATA","MRA40A","BADDATA","BADDATA","MP270",55,0,0,21,0,0,null,"A1",0,0,0,0,0,0,"2007-11-15T10:03:03",null,"BADDATA","BADDATA","VERTICAL DOWN","VERTICAL DOWN",25,"ACTARIS"]
["ASR100VV270A","(MM) PN16","(MM) PN16","BADDATA","MRA100B","BADDATA","BADDATA","MP270",70,0,0,21,0,0,null,"A2",0,0,0,0,0,0,"2007-11-15T10:03:03",null,"BADDATA","BADDATA","VERTICAL DOWN","VERTICAL DOWN",25,"ACTARIS"]
["ASR160VV270A","(MM) PN16","(MM) PN16","BADDATA","MRA160C","BADDATA","BADDATA","MP270",100,0,0,21,0,0,null,"A3",0,0,0,0,0,0,"2007-11-15T10:03:03",null,"BADDATA","BADDATA","VERTICAL DOWN","VERTICAL DOWN",25,"ACTARIS"]
["ASR200VV270A","(MM) PN16","(MM) PN16","BADDATA","MRA200C","BADDATA","BADDATA","MP270",100,0,0,21,0,0,null,"A3",0,0,0,0,0,0,"2007-11-15T10:03:03",null,"BADDATA","BADDATA","VERTICAL DOWN","VERTICAL DOWN",25,"ACTARIS"]
["ASR250VV270A","(MM) PN16","(MM) PN16","BADDATA","MRA250C","BADDATA","BADDATA","MP270",160,0,0,21,0,0,null,"A3",0,0,0,0,0,0,"2007-11-15T10:03:03",null,"BADDATA","BADDATA","VERTICAL DOWN","VERTICAL DOWN",25,"ACTARIS"]
["ASR300VV270A","(MM) PN16","(MM) PN16","BADDATA","MRA300D","BADDATA","BADDATA","MP270",350,0,0,21,0,0,null,"A4E",0,0,0,0,0,0,"2007-11-15T10:03:03",null,"BADDATA","BADDATA","VERTICAL DOWN","VERTICAL DOWN",25,"ACTARIS"]
["ASR400VV270A","(MM) PN16","(MM) PN16","BADDATA","MRA400D","BADDATA","BADDATA","MP270",375,0,0,21,0,0,null,"A4E",0,0,0,0,0,0,"2007-11-15T10:03:03",null,"BADDATA","BADDATA","VERTICAL DOWN","VERTICAL DOWN",25,"ACTARIS"]
["ASR650VV270A","(MM) PN16","(MM) PN16","BADDATA","MRA650E","BADDATA","BADDATA","MP270",500,0,0,21,0,0,null,"2516",0,0,0,0,0,0,"2007-11-15T10:03:03",null,"BADDATA","BADDATA","VERTICAL DOWN","VERTICAL DOWN",25,"ACTARIS"]
["ASR1000VV270A","(MM) PN16","(MM) PN16","BADDATA","MRA1000E","BADDATA","BADDATA","MP270",750,0,0,21,0,0,null,"3016",0,0,0,0,0,0,"2007-11-15T10:03:03",null,"BADDATA","BADDATA","VERTICAL DOWN","VERTICAL DOWN",25,"ACTARIS"]
["ASR25D","(MM) BSPT","(MM) BSPT","mpvvstdrot","MRD0025B4B","INTEGRAL-15","INTEGRAL-40","MP270",17,74,40,21,65,50,"A2VV2","A2",186,500,76,119,197,955,"2007-11-15T10:03:03",null,"DONKIN FIG 270R-40","Y TYPE-40","VERTICAL DOWN","VERTICAL DOWN",25,"DRESSER"]
["ASR40D","(MM) BSPT","(MM) BSPT","mpvvstdrot","MRD0040B4B","INTEGRAL-15","INTEGRAL-40","MP270",19,74,40,21,65,50,"A2VV2","A2",186,500,76,137,216,955,"2007-11-15T10:03:03",null,"DONKIN FIG 270R-40","Y TYPE-40","VERTICAL DOWN","VERTICAL DOWN",25,"DRESSER"]
["ASR65D","(MM) BSPT","(MM) BSPT","mpvvstdrot","MRD0065B4B","INTEGRAL-15","INTEGRAL-40","MP270",21,74,40,21,65,50,"A2VV2","A2",186,500,78,200,230,925,"2007-11-15T10:03:03",null,"DONKIN FIG 270R-40","Y TYPE-40","VERTICAL DOWN","VERTICAL DOWN",25,"DRESSER"]
["ASR100D","(MM) PN16","(MM) PN16","mpvvstdrot","MRD0100B4B","INTEGRAL-15","INTEGRAL-50","MP270",82,150,50,21,150,50,"A3VV4","A3",200,640,80,200,420,1250,"2007-11-15T10:03:03",null,"DONKIN FIG 270R-50","Y TYPE-50","VERTICAL DOWN","VERTICAL DOWN",25,"DRESSER"]
["ASR160D","(MM) PN16","(MM) PN16","mpvvstdrot","MRD0160B4C","INTEGRAL-15","INTEGRAL-50","MP270",84,150,50,21,150,80,"A3VV4","A3",160,640,120,200,420,1250,"2007-11-15T10:03:03",null,"DONKIN FIG 270R-50","Y TYPE-50","VERTICAL DOWN","VERTICAL DOWN",25,"DRESSER"]
["ASR450D","(MM) PN16","(MM) PN16","mpvvlooprot","MRD0450B4D","10L-25","DONKIN FIG 305-50","MP270",246,365,100,21,300,100,"3215VV1","3215",166,400,1700,310,385,1400,"2007-11-15T10:03:03",null,"DONKIN FIG 280-50","ANGLE PATTERN-100","VERTICAL DOWN","VERTICAL DOWN",25,"DRESSER"]
["ASR650D","(MM) PN16","(MM) PN16","mpvvlooprot","MRD0650B4E","10L-25","DONKIN FIG 305-80","MP270",322,365,100,21,200,150,"3416VV1","3416",206,400,1830,350,350,1300,"2007-11-15T10:03:03",null,"DONKIN FIG 280-80","ANGLE PATTERN-100","VERTICAL DOWN","VERTICAL DOWN",25,"DRESSER"]
["ASR1075D","(MM) PN16","(MM) PN16","mpvvlooprot","MRD1075B4E","10L-25","DONKIN FIG 305-80","MP270",376,250,150,21,200,150,"3416VV2","3416",165,400,1815,381,442,1300,"2007-11-15T10:03:03",null,"DONKIN FIG 280-80","ANGLE PATTERN-150","VERTICAL DOWN","VERTICAL DOWN",25,"DRESSER"]
["ASR1600D","(MM) PN16","(MM) PN16","mpvvlooprot","MRD1600B4F","10L-25","DONKIN FIG 305-100","MP270",611,416,150,21,158,200,"3820VV1","3820",210,450,2150,428,527,1795,"2007-11-15T10:03:03",null,"DONKIN FIG 280-100","ANGLE PATTERN-150","VERTICAL DOWN","VERTICAL DOWN",25,"DRESSER"]
["AR25D","(MM) BSPT","(MM) BSPT","BADDATA","MRD0025B4B","BADDATA","BADDATA","LP",500,130,50,21,50,50,null,null,999,330,999,999,999,752,"2007-11-15T10:03:03",null,"BADDATA","BADDATA","VERTICAL DOWN","VERTICAL DOWN",25,"DRESSER"]
["AR40D","(MM) BSPT","(MM) BSPT","BADDATA","MRD0040B4B","BADDATA","BADDATA","LP",500,130,50,21,50,50,null,null,999,330,999,999,999,752,"2007-11-15T10:03:03",null,"BADDATA","BADDATA","VERTICAL DOWN","VERTICAL DOWN",25,"DRESSER"]
["AR50D","(MM) BSPT","(MM) BSPT","BADDATA","MRD0065B4B","BADDATA","BADDATA","LP",500,130,50,21,50,50,null,null,999,330,999,999,999,752,"2007-11-15T10:03:03",null,"BADDATA","BADDATA","VERTICAL DOWN","VERTICAL DOWN",25,"DRESSER"]
["AR81D","(MM) PN16","(MM) PN16","BADDATA","MRD0100B4B","BADDATA","BADDATA","LP",950,175,80,21,150,80,null,null,999,450,999,999,999,1400,"2007-11-15T10:03:03",null,"BADDATA","BADDATA","VERTICAL DOWN","VERTICAL DOWN",25,"DRESSER"]
["AR130D","(MM) PN16","(MM) PN16","BADDATA","MRD0160B4C","BADDATA","BADDATA","LP",950,175,80,21,150,80,null,null,999,450,999,999,999,1350,"2007-11-15T10:03:03",null,"BADDATA","BADDATA","VERTICAL DOWN","VERTICAL DOWN",25,"DRESSER"]
["AR229D","(MM) PN16","(MM) PN16","BADDATA","MRD0250B4D","BADDATA","BADDATA","LP",950,410,100,21,150,100,null,null,999,500,999,999,999,1420,"2007-11-15T10:03:03",null,"BADDATA","BADDATA","VERTICAL DOWN","VERTICAL DOWN",25,"DRESSER"]
["AR283D","(MM) PN16","(MM) PN16","BADDATA","MRD0310B4D","BADDATA","BADDATA","LP",1000,385,100,21,341,150,null,null,999,1991,999,999,999,1180,"2007-11-15T10:03:03",null,"BADDATA","BADDATA","VERTICAL DOWN","VERTICAL DOWN",25,"DRESSER"]
["AR362D","(MM) PN16","(MM) PN16","BADDATA","MRD0450B4D","BADDATA","BADDATA","LP",2630,435,150,21,341,150,null,null,999,1930,999,999,999,1515,"2007-11-15T10:03:03",null,"BADDATA","BADDATA","VERTICAL DOWN","VERTICAL DOWN",25,"DRESSER"]
["AR538D","(MM) PN16","(MM) PN16","BADDATA","MRD0650B4E","BADDATA","BADDATA","LP",2765,538,150,21,382,150,null,null,999,2025,999,999,999,1515,"2007-11-15T10:03:03",null,"BADDATA","BADDATA","VERTICAL DOWN","VERTICAL DOWN",25,"DRESSER"]
["AR708D","(MM) PN16","(MM) PN16","BADDATA","MRD1075B4E","BADDATA","BADDATA","LP",3070,547,150,21,461,150,null,null,999,2780,999,999,999,1510,"2007-11-15T10:03:03",null,"BADDATA","BADDATA","VERTICAL DOWN","VERTICAL DOWN",25,"DRESSER"]
["AR1076D","(MM) PN16","(MM) PN16","BADDATA","MRD1600B4F","BADDATA","BADDATA","LP",3615,520,150,21,300,150,null,null,999,3407,999,999,999,1490,"2007-11-15T10:03:03",null,"BADDATA","BADDATA","VERTICAL DOWN","VERTICAL DOWN",25,"DRESSER"]
["ASR25A","(MM) BSPT","(MM) BSPT","mpvvstdrot","MRA25A","INTEGRAL-15","INTEGRAL-25","MP270",50,110,20,21,86,40,"A1VV1","A1",25,399,47,86,103,575,"2007-11-15T10:03:03",null,"RBI 2111-25","Y TYPE-20","VERTICAL DOWN","VERTICAL DOWN",25,"ACTARIS"]
["ASR40A","(MM) BSPT","(MM) BSPT","mpvvstdrot","MRA40A","INTEGRAL-15","INTEGRAL-25","MP270",55,98,25,21,81,40,"A1VV2","A1",30,479,47,86,103,573,"2007-11-15T10:03:03",null,"RBI 2611-25","Y TYPE-20","VERTICAL DOWN","VERTICAL DOWN",25,"ACTARIS"]
["ASR100A","(MM) BSPT","(MM) BSPT","mpvvstdrot","MRA100B","VS811-25","INTEGRAL-25","MP270",70,80,40,21,125,50,"A2VV1","A2",180,680,90,128,272,1072,"2007-11-15T10:03:03",null,"RBE 4011-25","Y TYPE-40","VERTICAL DOWN","VERTICAL DOWN",25,"ACTARIS"]
["ASR160A","(MM) PN16","(MM) BSPT","mpvvstdrot","MRA160C","VS811-25","INTEGRAL-40","MP270",100,460,50,21,80,80,"A3VV1","A3",90,1280,101,200,250,1189,"2007-11-15T10:03:03",null,"RBE 1711-40","ANGLE PATTERN-50","VERTICAL DOWN","VERTICAL DOWN",25,"ACTARIS"]
["ASR200A","(MM) PN16","(MM) BSPT","mpvvstdrot","MRA200C","VS811-25","INTEGRAL-40","MP270",100,450,50,21,80,80,"A3VV2","A3",90,1223,100,210,286,1177,"2007-11-15T10:03:03",null,"RBE 1711-40","ANGLE PATTERN-50","VERTICAL DOWN","VERTICAL DOWN",25,"ACTARIS"]
["ASR250A","(MM) PN16","(MM) PN16","mpvvstdrot","MRA250C","VS811-25","INTEGRAL-40","MP270",160,355,80,21,80,80,"A3VV3","A3",113,1240,93,210,286,1270,"2007-11-15T10:03:03",null,"RBE 1711-40","ANGLE PATTERN-80","VERTICAL DOWN","VERTICAL DOWN",25,"ACTARIS"]
["ASR300A","(MM) PN16","(MM) PN16","mpvvstdrot","MRA300D","VS811-25","INTEGRAL-40","MP270",350,355,80,21,80,100,"A4EVV1","A4E",109,1310,111,240,335,1395,"2007-11-15T10:03:03",null,"RBE 4011-40","ANGLE PATTERN-80","VERTICAL DOWN","VERTICAL DOWN",25,"ACTARIS"]
["ASR400A","(MM) PN16","(MM) PN16","mpvvstdrot","MRA400D","VS811-25","INTEGRAL-40","MP270",375,355,80,21,80,100,"A4EVV2","A4E",104,1310,106,290,460,1400,"2007-11-15T10:03:03",null,"RBE 4011-40","ANGLE PATTERN-80","VERTICAL DOWN","VERTICAL DOWN",25,"ACTARIS"]
["ASR650A","(MM) PN16","(MM) PN16","mpvvstdrot","MRA650E","VS811-25","INTEGRAL-50","MP270",500,381,100,21,150,150,"2516VV1","2516",150,1467,250,300,465,1918,"2007-11-15T10:03:03",null,"RBE 4011-50","ANGLE PATTERN-100","VERTICAL DOWN","VERTICAL DOWN",25,"ACTARIS"]
["ASR1000A","(MM) PN16","(MM) PN16","mpvvstdrot","MRA1000E","VS811-25","INTEGRAL-80","MP270",750,419,150,21,150,150,"3016VV1","3016",157,1515,230,310,590,1967,"2007-11-15T10:03:03",null,"RBE 4011-80","ANGLE PATTERN-150","VERTICAL DOWN","VERTICAL DOWN",25,"ACTARIS"]
["ASD16A","(MM) BSPT","(MM) BSPT","mpvvstddia","MDA16","INTEGRAL-15","INTEGRAL-25","MP270",30,213,20,21,326,40,"A1HVO2","A1",25,363,95,170,180,682,"2007-11-15T10:03:03",null,"RBI 2011-25","Y TYPE-20","VERTICAL DOWN","VERTICAL UP",25,"ACTARIS"]
["ASD25A","(MM) BSPT","(MM) BSPT","mpvvstddia","MDA25","INTEGRAL-15","INTEGRAL-25","MP270",40,102,25,21,485,50,"A2HVO3","A2",140,529,76,143,165,691,"2007-11-15T10:03:03",null,"RBI 2111-25","Y TYPE-25","VERTICAL DOWN","VERTICAL UP",25,"ACTARIS"]
["ASD40A","(MM) BSPT","(MM) BSPT","mpvvstddia","MDA40","INTEGRAL-15","INTEGRAL-25","MP270",60,175,25,21,634,50,"A2HVO4","A2",60,678,137,178,203,914,"2007-11-15T10:03:03",null,"RBI 2611-25","Y TYPE-25","VERTICAL DOWN","VERTICAL UP",25,"ACTARIS"]
["ASD65A","(MM) PN16","(MM) BSPT","mpvvstddia","MDA65","INTEGRAL-15","INTEGRAL-40","MP270",98,151,40,21,797,80,"A3HVO4","A3",60,762,250,190,195,1006,"2007-11-15T10:03:03",null,"RBI 3211-40","Y TYPE-40","VERTICAL DOWN","VERTICAL UP",25,"ACTARIS"]
["ASD100A","(MM) PN16","(MM) BSPT","mpvvstddia","MDA100","VS811-25","INTEGRAL-25","MP270",137,134,40,21,937,80,"A3HVO5","A3",180,828,172,271,330,1319,"2007-11-15T10:03:03",null,"RBE 4011-25","Y TYPE-40","VERTICAL DOWN","VERTICAL UP",25,"ACTARIS"]
["ASR650VV35A","(MM) PN16","(MM) PN16","BADDATA","MRA650E","BADDATA","BADDATA","MP35",633,0,0,21,0,0,"4516","4516",0,0,0,0,0,0,"2007-11-15T10:03:02",null,"BADDATA","BADDATA","VERTICAL DOWN","VERTICAL DOWN",25,"ACTARIS"]
["ASR1000VV35A","(MM) PN16","(MM) PN16","BADDATA","MRA1000E","BADDATA","BADDATA","MP35",883,0,0,21,0,0,"4520","4520",0,0,0,0,0,0,"2007-11-15T10:03:02",null,"BADDATA","BADDATA","VERTICAL DOWN","VERTICAL DOWN",25,"ACTARIS"]
["ASD16VV65A","BADDATA","BADDATA","BADDATA","MDA16","BADDATA","BADDATA","MP65",35,0,0,21,0,0,null,"A2",0,0,0,0,0,0,"2007-11-15T10:03:02",null,"BADDATA","BADDATA","VERTICAL DOWN","VERTICAL UP",25,"ACTARIS"]
["ASD25VV65A","BADDATA","BADDATA","BADDATA","MDA25","BADDATA","BADDATA","MP65",45,0,0,21,0,0,null,"A2",0,0,0,0,0,0,"2007-11-15T10:03:02",null,"BADDATA","BADDATA","VERTICAL DOWN","VERTICAL UP",25,"ACTARIS"]
["ASD40VV65A","BADDATA","BADDATA","BADDATA","MDA40","BADDATA","BADDATA","MP65",130,0,0,21,0,0,null,"A2",0,0,0,0,0,0,"2007-11-15T10:03:02",null,"BADDATA","BADDATA","VERTICAL DOWN","VERTICAL UP",25,"ACTARIS"]
["ASD65VV65A","BADDATA","BADDATA","BADDATA","MDA65","BADDATA","BADDATA","MP65",137,0,0,21,0,0,null,"A3",0,0,0,0,0,0,"2007-11-15T10:03:02",null,"BADDATA","BADDATA","VERTICAL DOWN","VERTICAL UP",25,"ACTARIS"]
["ASD100VV65A","BADDATA","BADDATA","BADDATA","MDA100","BADDATA","BADDATA","MP65",145,0,0,21,0,0,null,"A3",0,0,0,0,0,0,"2007-11-15T10:03:02",null,"BADDATA","BADDATA","VERTICAL DOWN","VERTICAL UP",25,"ACTARIS"]
["ASD160VV65A","BADDATA","BADDATA","BADDATA","MDA160","BADDATA","BADDATA","MP65",205,0,0,21,0,0,null,"A3",0,0,0,0,0,0,"2007-11-15T10:03:02",null,"BADDATA","BADDATA","VERTICAL DOWN","VERTICAL UP",25,"ACTARIS"]
["ASR25VV65A","(MM) PN16","(MM) PN16","BADDATA","MRA25A","BADDATA","BADDATA","MP65",70,0,0,21,0,0,null,"A2",0,0,0,0,0,0,"2007-11-15T10:03:02",null,"BADDATA","BADDATA","VERTICAL DOWN","VERTICAL DOWN",25,"ACTARIS"]
["ASR40VV65A","(MM) PN16","(MM) PN16","BADDATA","MRA40A","BADDATA","BADDATA","MP65",75,0,0,21,0,0,null,"A2",0,0,0,0,0,0,"2007-11-15T10:03:02",null,"BADDATA","BADDATA","VERTICAL DOWN","VERTICAL DOWN",25,"ACTARIS"]
["ASR100VV65A","(MM) PN16","(MM) PN16","BADDATA","MRA100B","BADDATA","BADDATA","MP65",90,0,0,21,0,0,null,"A3",0,0,0,0,0,0,"2007-11-15T10:03:02",null,"BADDATA","BADDATA","VERTICAL DOWN","VERTICAL DOWN",25,"ACTARIS"]
["ASR160VV65A","(MM) PN16","(MM) PN16","BADDATA","MRA160C","BADDATA","BADDATA","MP65",120,0,0,21,0,0,null,"A4E",0,0,0,0,0,0,"2007-11-15T10:03:02",null,"BADDATA","BADDATA","VERTICAL DOWN","VERTICAL DOWN",25,"ACTARIS"]
["ASR200VV65A","(MM) PN16","(MM) PN16","BADDATA","MRA200C","BADDATA","BADDATA","MP65",120,0,0,21,0,0,null,"A4E",0,0,0,0,0,0,"2007-11-15T10:03:02",null,"BADDATA","BADDATA","VERTICAL DOWN","VERTICAL DOWN",25,"ACTARIS"]
["ASR250VV65A","(MM) PN16","(MM) PN16","BADDATA","MRA250C","BADDATA","BADDATA","MP65",210,0,0,21,0,0,null,"2516",0,0,0,0,0,0,"2007-11-15T10:03:02",null,"BADDATA","BADDATA","VERTICAL DOWN","VERTICAL DOWN",25,"ACTARIS"]
["ASR300VV65A","(MM) PN16","(MM) PN16","BADDATA","MRA300D","BADDATA","BADDATA","MP65",380,0,0,21,0,0,null,"2516",0,0,0,0,0,0,"2007-11-15T10:03:02",null,"BADDATA","BADDATA","VERTICAL DOWN","VERTICAL DOWN",25,"ACTARIS"]
["ASR400VV65A","(MM) PN16","(MM) PN16","BADDATA","MRA400D","BADDATA","BADDATA","MP65",500,0,0,21,0,0,null,"3316",0,0,0,0,0,0,"2007-11-15T10:03:02",null,"BADDATA","BADDATA","VERTICAL DOWN","VERTICAL DOWN",25,"ACTARIS"]
["ASR650VV65A","(MM) PN16","(MM) PN16","BADDATA","MRA650E","BADDATA","BADDATA","MP65",625,0,0,21,0,0,null,"3516",0,0,0,0,0,0,"2007-11-15T10:03:02",null,"BADDATA","BADDATA","VERTICAL DOWN","VERTICAL DOWN",25,"ACTARIS"]
["ASR1000VV65A","(MM) PN16","(MM) PN16","BADDATA","MRA1000E","BADDATA","BADDATA","MP65",875,0,0,21,0,0,null,"3516",0,0,0,0,0,0,"2007-11-15T10:03:02",null,"BADDATA","BADDATA","VERTICAL DOWN","VERTICAL DOWN",25,"ACTARIS"]
["ASD16VV105A","BADDATA","BADDATA","BADDATA","MDA16","BADDATA","BADDATA","MP105",30,0,0,21,0,0,null,"A2",0,0,0,0,0,0,"2007-11-15T10:03:02",null,"BADDATA","BADDATA","VERTICAL DOWN","VERTICAL UP",25,"ACTARIS"]
["ASD25VV105A","BADDATA","BADDATA","BADDATA","MDA25","BADDATA","BADDATA","MP105",40,0,0,21,0,0,null,"A2",0,0,0,0,0,0,"2007-11-15T10:03:02",null,"BADDATA","BADDATA","VERTICAL DOWN","VERTICAL UP",25,"ACTARIS"]
["ASD40VV105A","BADDATA","BADDATA","BADDATA","MDA40","BADDATA","BADDATA","MP105",60,0,0,21,0,0,null,"A2",0,0,0,0,0,0,"2007-11-15T10:03:02",null,"BADDATA","BADDATA","VERTICAL DOWN","VERTICAL UP",25,"ACTARIS"]
["ASD65VV105A","BADDATA","BADDATA","BADDATA","MDA65","BADDATA","BADDATA","MP105",98,0,0,21,0,0,null,"A3",0,0,0,0,0,0,"2007-11-15T10:03:02",null,"BADDATA","BADDATA","VERTICAL DOWN","VERTICAL UP",25,"ACTARIS"]
["ASD100Vv105A","BADDATA","BADDATA","BADDATA","MDA100","BADDATA","BADDATA","MP105",137,0,0,21,0,0,null,"A3",0,0,0,0,0,0,"2007-11-15T10:03:02",null,"BADDATA","BADDATA","VERTICAL DOWN","VERTICAL UP",25,"ACTARIS"]
["ASD160VV105A","BADDATA","BADDATA","BADDATA","MDA160","BADDATA","BADDATA","MP105",193,0,0,21,0,0,null,"A3",0,0,0,0,0,0,"2007-11-15T10:03:03",null,"BADDATA","BADDATA","VERTICAL DOWN","VERTICAL UP",25,"ACTARIS"]
["ASR25VV105A","(MM) PN16","(MM) PN16","BADDATA","MRA25A","BADDATA","BADDATA","MP105",50,0,0,21,0,0,null,"A1",0,0,0,0,0,0,"2007-11-15T10:03:03",null,"BADDATA","BADDATA","VERTICAL DOWN","VERTICAL DOWN",25,"ACTARIS"]
["ASR40VV105A","(MM) PN16","(MM) PN16","BADDATA","MRA40A","BADDATA","BADDATA","MP105",55,0,0,21,0,0,null,"A1",0,0,0,0,0,0,"2007-11-15T10:03:03",null,"BADDATA","BADDATA","VERTICAL DOWN","VERTICAL DOWN",25,"ACTARIS"]
["ASR100VV105A","(MM) PN16","(MM) PN16","BADDATA","MRA100B","BADDATA","BADDATA","MP105",70,0,0,21,0,0,null,"A2",0,0,0,0,0,0,"2007-11-15T10:03:03",null,"BADDATA","BADDATA","VERTICAL DOWN","VERTICAL DOWN",25,"ACTARIS"]
["ASR160VV105A","(MM) PN16","(MM) PN16","BADDATA","MRA160C","BADDATA","BADDATA","MP105",100,0,0,21,0,0,null,"A3",0,0,0,0,0,0,"2007-11-15T10:03:03",null,"BADDATA","BADDATA","VERTICAL DOWN","VERTICAL DOWN",25,"ACTARIS"]
["ASR200VV105A","(MM) PN16","(MM) PN16","BADDATA","MRA200C","BADDATA","BADDATA","MP105",100,0,0,21,0,0,null,"A3",0,0,0,0,0,0,"2007-11-15T10:03:03",null,"BADDATA","BADDATA","VERTICAL DOWN","VERTICAL DOWN",25,"ACTARIS"]
["ASR250VV105A","(MM) PN16","(MM) PN16","BADDATA","MRA250C","BADDATA","BADDATA","MP105",160,0,0,21,0,0,null,"A3",0,0,0,0,0,0,"2007-11-15T10:03:03",null,"BADDATA","BADDATA","VERTICAL DOWN","VERTICAL DOWN",25,"ACTARIS"]
["ASR300VV105A","(MM) PN16","(MM) PN16","BADDATA","MRA300D","BADDATA","BADDATA","MP105",350,0,0,21,0,0,null,"A4E",0,0,0,0,0,0,"2007-11-15T10:03:03",null,"BADDATA","BADDATA","VERTICAL DOWN","VERTICAL DOWN",25,"ACTARIS"]
["ASR400VV105A","(MM) PN16","(MM) PN16","BADDATA","MRA400D","BADDATA","BADDATA","MP105",375,0,0,21,0,0,null,"A4E",0,0,0,0,0,0,"2007-11-15T10:03:03",null,"BADDATA","BADDATA","VERTICAL DOWN","VERTICAL DOWN",25,"ACTARIS"]
["ASR650VV105A","(MM) PN16","(MM) PN16","BADDATA","MRA650E","BADDATA","BADDATA","MP105",750,0,0,21,0,0,null,"3016",0,0,0,0,0,0,"2007-11-15T10:03:03",null,"BADDATA","BADDATA","VERTICAL DOWN","VERTICAL DOWN",25,"ACTARIS"]
["ASR1000VV105A","(MM) PN16","(MM) PN16","BADDATA","MRA1000E","BADDATA","BADDATA","MP105",750,0,0,21,0,0,null,"3516",0,0,0,0,0,0,"2007-11-15T10:03:03",null,"BADDATA","BADDATA","VERTICAL DOWN","VERTICAL DOWN",25,"ACTARIS"]
["ASD16VV180A","BADDATA","BADDATA","BADDATA","MDA16","BADDATA","BADDATA","MP180",30,0,0,21,0,0,null,"A1",0,0,0,0,0,0,"2007-11-15T10:03:03",null,"BADDATA","BADDATA","VERTICAL DOWN","VERTICAL UP",25,"ACTARIS"]
["ASD25VV180A","BADDATA","BADDATA","BADDATA","MDA25","BADDATA","BADDATA","MP180",40,0,0,21,0,0,null,"A2",0,0,0,0,0,0,"2007-11-15T10:03:03",null,"BADDATA","BADDATA","VERTICAL DOWN","VERTICAL UP",25,"ACTARIS"]
["ASD40VV180A","BADDATA","BADDATA","BADDATA","MDA40","BADDATA","BADDATA","MP180",60,0,0,21,0,0,null,"A2",0,0,0,0,0,0,"2007-11-15T10:03:03",null,"BADDATA","BADDATA","VERTICAL DOWN","VERTICAL UP",25,"ACTARIS"]
["ASD65VV180A","BADDATA","BADDATA","BADDATA","MDA65","BADDATA","BADDATA","MP180",98,0,0,21,0,0,null,"A3",0,0,0,0,0,0,"2007-11-15T10:03:03",null,"BADDATA","BADDATA","VERTICAL DOWN","VERTICAL UP",25,"ACTARIS"]
["ASD100Vv180A","BADDATA","BADDATA","BADDATA","MDA100","BADDATA","BADDATA","MP180",137,0,0,21,0,0,null,"A3",0,0,0,0,0,0,"2007-11-15T10:03:03",null,"BADDATA","BADDATA","VERTICAL DOWN","VERTICAL UP",25,"ACTARIS"]
["ASD160VV180A","BADDATA","BADDATA","BADDATA","MDA160","BADDATA","BADDATA","MP180",193,0,0,21,0,0,null,"A3",0,0,0,0,0,0,"2007-11-15T10:03:03",null,"BADDATA","BADDATA","VERTICAL DOWN","VERTICAL UP",25,"ACTARIS"]
["ASR25VV180A","(MM) PN16","(MM) PN16","BADDATA","MRA25A","BADDATA","BADDATA","MP180",50,0,0,21,0,0,null,"A1",0,0,0,0,0,0,"2007-11-15T10:03:03",null,"BADDATA","BADDATA","VERTICAL DOWN","VERTICAL DOWN",25,"ACTARIS"]
["ASR40VV180A","(MM) PN16","(MM) PN16","BADDATA","MRA40A","BADDATA","BADDATA","MP180",55,0,0,21,0,0,null,"A1",0,0,0,0,0,0,"2007-11-15T10:03:03",null,"BADDATA","BADDATA","VERTICAL DOWN","VERTICAL DOWN",25,"ACTARIS"]
["ASR100VV180A","(MM) PN16","(MM) PN16","BADDATA","MRA100B","BADDATA","BADDATA","MP180",70,0,0,21,0,0,null,"A2",0,0,0,0,0,0,"2007-11-15T10:03:03",null,"BADDATA","BADDATA","VERTICAL DOWN","VERTICAL DOWN",25,"ACTARIS"]
["ASR160VV180A","(MM) PN16","(MM) PN16","BADDATA","MRA160C","BADDATA","BADDATA","MP180",100,0,0,21,0,0,null,"A3",0,0,0,0,0,0,"2007-11-15T10:03:03",null,"BADDATA","BADDATA","VERTICAL DOWN","VERTICAL DOWN",25,"ACTARIS"]
["AR10265H","BADDATA","BADDATA","BADDATA","MRD1600B4F","BADDATA","BADDATA","LP",3615,520,150,21,300,150,"2016HH1","1765H",999,3407,999,999,999,1490,"2007-12-04","2008-12-03","J48-100","BADDATA","VERTICAL DOWN","VERTICAL DOWN",25,"DRESSER"]
["ASD160A","(MM) PN16","(MM) BSPT","mpvvstddia","MDA160","VS811-25","INTEGRAL-40","MP270",193,122,50,21,904,100,"A3HVO6","A3",180,840,250,305,340,1329,"2007-11-15T10:03:03",null,"RBE 1711-40","Y TYPE-50","VERTICAL DOWN","VERTICAL UP",25,"ACTARIS"]
["ARILHH65A","(MM) PN16","(MM) PN16","lphhstd","MRA65B","BADDATA","BADDATA","LP",100,540,80,21,540,80,"2016HH1","2016",0,1390,172,200,200,915,"2007-11-15T10:03:03",null,"J48-80","LOW LOSS STRAINER-80","HORIZONTAL LEFT","HORIZONTAL RIGHT",25,"ACTARIS"]
["ARCMHH65A","(MM) PN16","(MM) PN16","lphhcompac","MRA65B","BADDATA","BADDATA","LP",125,985,80,21,250,80,"A4EHH1","A4E",0,755,235,325,325,1350,"2007-11-15T10:03:03",null,"J90 ANGLED-80","LOW LOSS STRAINER-80","HORIZONTAL LEFT","HORIZONTAL RIGHT",25,"ACTARIS"]
["ARCMVV65A","(MM) PN16","(MM) PN16","lpvvcompac","MRA65B","BADDATA","BADDATA","LP",105,350,80,21,100,80,"A4EC1","A4E",100,485,350,245,245,1411,"2007-11-15T10:03:03",null,"J90 ANGLED-80","LOW LOSS STRAINER-80","VERTICAL DOWN","VERTICAL DOWN",25,"ACTARIS"]
["ARCMVH65A","(MM) PN16","(MM) PN16","lpvhcompac","MRA65B","BADDATA","BADDATA","LP",95,350,80,21,250,80,"A4EVH1","A4E",100,845,225,245,245,1315,"2007-11-15T10:03:03",null,"J90 ANGLED-80","LOW LOSS STRAINER-80","VERTICAL DOWN","HORIZONTAL RIGHT",25,"ACTARIS"]

{"sheet":"METERS","index":1,"n_rows":30,"n_cols":14,"rows_kept":30,"flags":["formulas_cached_only"]}
["CODE","DRWG_CODE","METY_CODE","PRTY_ID","DIM_A","DIM_B","CENTRES","DIM_C","WEIGHT","QMAX","VALID_FROM","VALID_TO","QNOM","QMIN"]
["MRA25A",null,"ROTARY",100,121,96,0,159,2.7,25,"2007-02-13",null,25,1.3]
["MRA40A",null,"ROTARY",100,121,96,0,189,3.4,40,"2007-02-13",null,40,2]
["MRA65B",null,"ROTARY",100,171,96,0,307,3.4,65,"2007-02-13",null,65,2]
["MRA100B",null,"ROTARY",100,171,182,0,307,11,100,"2007-02-13",null,92.53,5]
["MRA160C",null,"ROTARY",100,171,182,0,382,15,160,"2007-02-13",null,160,8]
["MRA200C",null,"ROTARY",100,171,182,0,428,17,200,"2007-02-13",null,187.79,10]
["MRA250C",null,"ROTARY",100,241,235,0,409,29,250,"2007-02-13",null,201.91,12.5]
["MRA300D",null,"ROTARY",100,241,235,0,479,34,300,"2007-02-13",null,264.69,15]
["MRA400D",null,"ROTARY",100,241,235,0,615,43,400,"2007-02-13",null,329.15,20]
["MRA650E",null,"ROTARY",100,450,308,0,665,104,650,"2007-02-13",null,534.87,32.5]
["MRA1000E",null,"ROTARY",100,500,400,0,820,197,1000,"2007-02-13",null,666.4,50]
["MRD0025B4B",null,"ROTARY",101,171,152,0,316,8,25,"2007-02-13",null,25,1.25]
["MRD0040B4B",null,"ROTARY",101,171,152,0,353,10,40,"2007-02-13",null,40,2]
["MRD0065B4B",null,"ROTARY",101,171,177,0,357,12,65,"2007-02-13",null,57,3.25]
["MRD0100B4B",null,"ROTARY",101,171,177,0,388,14,100,"2007-02-13",null,81,5]
["MRD0160B4C",null,"ROTARY",101,171,177,0,460,17,160,"2007-02-13",null,130,8]
["MRD0250B4D",null,"ROTARY",101,241,226,0,485,28,250,"2007-02-13",null,230,12.5]
["MRD0310B4D",null,"ROTARY",101,241,226,0,502,29,310,"2007-02-13",null,285,15.5]
["MRD0450B4D",null,"ROTARY",101,241,226,0,620,38,450,"2007-02-13",null,362,22.5]
["MRD0650B4E",null,"ROTARY",101,406,457,0,684,94,650,"2007-02-13",null,547,32.5]
["MRD1075B4E",null,"ROTARY",101,533,457,0,822,116,1075,"2007-02-13",null,710,54]
["MRD2885B4F",null,"ROTARY",101,711,754,0,1295,1055,2885,"2007-02-13",null,2137,144]
["MDA16",null,"DIAPHRAGM",100,0,0,0,0,0,16,"2007-02-13",null,16,0.8]
["MDA25",null,"DIAPHRAGM",100,0,0,0,0,0,25,"2007-02-13",null,25,1.25]
["MDA40",null,"DIAPHRAGM",100,0,0,0,0,0,40,"2007-02-13",null,40,2]
["MDA65",null,"DIAPHRAGM",100,0,0,0,0,0,65,"2007-02-13",null,65,3.25]
["MDA100",null,"DIAPHRAGM",100,0,0,0,0,0,100,"2007-02-13",null,99,5]
["MDA160",null,"DIAPHRAGM",100,0,0,0,0,0,160,"2007-02-13",null,136,8]
["MRD1600B4F",null,"ROTARY",101,533,457,0,922,284,1600,"2007-02-13",null,1181,80]

{"sheet":"HOUSINGS","index":2,"n_rows":27,"n_cols":9,"rows_kept":27,"flags":["formulas_cached_only"]}
["CODE","MANU_REF","DRWG_CODE","HOTY_CODE","DESCRIPTION","DIM_W","DIM_H","DIM_L","WEIGHT"]
["A2BB1","ACTARIS","LO","LIFT OFF","",500,1100,1100,22]
["3816","ACTARIS","WI","WALK IN","",1600,2100,3750,0]
["3516","ACTARIS","WI","WALK IN","",1600,2100,3500,0]
["3316","ACTARIS","WI","WALK IN","",1600,2100,3250,0]
["2816","ACTARIS","WI","WALK IN","",1600,2100,2750,0]
["2516","ACTARIS","WI","WALK IN","",1600,2100,2500,0]
["2016","ACTARIS","WI","WALK IN","",1600,2100,2000,0]
["A3BB1","ACTARIS","LO","LIFT OFF","",700,1400,1500,38]
["A3BB","ACTARIS","LO","LIFT OFF","",700,1400,1500,38]
["A2BB","ACTARIS","LO","LIFT OFF","",500,1100,1100,22]
["A1BB","ACTARIS","LO","LIFT OFF","",400,700,650,12]
["4520","ACTARIS","WI","WALK IN","",2000,2250,4500,0]
["4516","ACTARIS","WI","WALK IN","",1600,2250,4500,0]
["3316A","ACTARIS","WI","WALK IN","",1600,2250,3250,0]
["3016","ACTARIS","WI","WALK IN","",1600,2250,3000,0]
["2516A","ACTARIS","WI","WALK IN","",1600,2250,2500,0]
["A4E","ACTARIS","LO","LIFT OFF","",900,1600,1600,56]
["A3","ACTARIS","LO","LIFT OFF","",700,1400,1500,38]
["A2","ACTARIS","LO","LIFT OFF","",500,1100,1100,22]
["A1","ACTARIS","LO","LIFT OFF","",400,700,650,12]
["1765H","DRESSER","WI","LIFT OFF","Stainless Steel",1400,2400,3800,400]
["4522","QUINSHIELD","WI","WALK IN","",2200,2250,4500,843]
["3820","QUINSHIELD","WI","WALK IN","",2000,2250,3800,704]
["3416","QUINSHIELD","WI","WALK IN","",1600,2250,3400,578]
["3215","QUINSHIELD","WI","WALK IN","",1500,2250,3200,536]
["3525","QUINSHIELD","WI","WALK THROUGH","",2500,2100,3500,1250]

{"sheet":"BASES","index":3,"n_rows":55,"n_cols":13,"rows_kept":55,"flags":["formulas_cached_only"]}
["CODE","DRWG_CODE","DESCRIPTION","DIM_A","DIM_B","DIM_C","DIM_D","DIM_E","DIM_F","DIM_G","DIM_H","DIM_I","DEPTH"]
["1765BH1","WI","Base for slamshut valves",3800,1400,"",3800,1400,2400,3000,1400,2400,150]
["2016HH1","HH","Hevy Base",2300,1900,550,400,0,0,0,0,0,150]
["2516HH1","HH","",2800,1900,550,400,"","","","","",150]
["2516HH2","HH","",2800,1900,800,250,"","","","","",150]
["2516VV1","H","",2800,1900,950,150,750,658,200,875,675,150]
["2816HH1","HH","",3100,1900,550,400,0,0,0,0,0,150]
["3016HH1","HH","",3300,1900,800,375,"","","","","",150]
["3016VV1","H","",3300,1900,950,200,1000,860,200,1100,925,150]
["3215VV1","C","",3500,1800,570,500,600,783,400,0,0,150]
["3316HH1","HH","Concrete in a plastic shell",3600,1900,650,600,0,0,0,0,0,150]
["3319","","","","","","","","","","","",150]
["3416VV1","C","",3700,1900,611,500,650,838,400,0,0,150]
["3416VV2","C","",3700,1900,681,550,700,825,400,0,0,150]
["3516HH1","HH","",3800,1900,750,800,0,0,0,0,0,150]
["3525","","","","","","","","","","","",150]
["3816HH1","HH","",4100,1900,750,800,0,0,0,0,0,150]
["3820VV1","C","",4100,2300,878,700,800,855,450,0,0,150]
["4516","","",999,999,999,999,999,999,999,999,999,150]
["4520","","",999,999,999,999,999,999,999,999,999,150]
["4522VV1","C","",4800,2500,1050,900,900,950,550,0,0,150]
["A1C","C","",850,600,300,260,450,270,310,200,"",100]
["A1H","C","",850,600,300,80,300,247,30,300,247,100]
["A1HVO1","HVO","",850,600,300,80,200,175,80,200,273,100]
["A1HVO2","HVO","",1700,900,450,50,200,150,80,250,337,100]
["A1VV1","H","",850,600,300,80,300,215,80,300,240,100]
["A1VV2","H","",850,600,300,80,250,175,80,300,195,100]
["A2","","","","","","","","","","","",100]
["A2HVO1","HVO","",1300,700,350,80,250,190,80,300,610,100]
["A2HVO2","HVO","",1300,700,350,80,250,190,80,300,580,100]
["A2HVO3","HVO","",1700,900,450,50,350,285,80,300,486,100]
["A2HVO4","HVO","",1700,900,450,50,250,185,80,300,437,100]
["A2VV1","H","",1300,700,249,80,400,355,100,350,265,100]
["A2VV2","H","",1300,700,350,80,500,455,80,400,345,100]
["A3C1","C","",1700,900,450,350,665,482,485,402,"",100]
["A3C2","C","",1700,900,450,350,850,435,640,325,"",100]
["A3HH1","HH","",1700,900,450,450,"","","","","",100]
["A3HH2","HH","",1700,900,450,350,"","","","","",100]
["A3HVO1","HVO","",1700,900,450,80,250,190,150,300,875,100]
["A3HVO2","HVO","",1700,900,450,150,350,300,150,300,570,100]
["A3HVO3","HVO","",1700,900,450,150,350,300,150,350,570,100]
["A3HVO4","HVO","",1700,900,450,80,250,185,150,300,353,100]
["A3HVO5","HVO","",1700,900,450,80,350,300,150,300,572,100]
["A3HVO6","HVO","",1700,900,450,80,350,310,150,300,550,100]
["A3VH1","VH","",1700,900,450,160,385,285,"","","",100]
["A3VV1","H","",1700,900,425,100,300,205,150,300,215,100]
["A3VV2","H","",1700,900,315,100,300,234,150,350,243,100]
["A3VV3","H","",1700,900,335,150,300,239,150,300,221,100]
["A3VV4","H","",1700,900,340,80,650,590,80,550,470,100]
["A4EC1","C","",1800,1100,550,450,665,582,485,402,0,100]
["A4EC2","C","",1800,1100,550,450,850,535,640,325,0,100]
["A4EHH1","HH","",1800,1100,550,450,"","","","","",100]
["A4EVH1","VH","",1800,1100,550,200,385,285,"","","",100]
["A4EVV1","H","",1800,1100,435,150,350,249,150,350,246,100]
["A4EVV2","H","",1800,1100,460,150,350,244,150,350,246,100]

{"sheet":"COSTS","index":4,"n_rows":1726,"n_cols":16,"rows_kept":1726,"flags":["formulas_cached_only"]}
["REGI_CODE","SELLING_PRICE","COST_PRICE","DELIVERY_COST","VALID_FROM","VALID_TO","COST_TYPE","ENTY_CODE","MESC_CODE","SVCPT_CODE","METY_CODE","MODU_CODE","METR_CODE","HOU_CODE","BAS_CODE","ADIT_CODE"]
["NETW01",115.08,52.01,9.07,"2007-12-28","","AICO","","","","","","","","","EMS"]
["NETW01",107.53,70.44,7.66,"2007-12-25","","AICO","","","","","","","","","EMS"]
["NETW01",173.53,99.93,7.66,"2007-12-26","","AICO","","","","","","","","","AMR"]
["NETW01",102.05,86.66,2.55,"2007-12-16","","AICO","","","","","","","","","EMS"]
["NETW01",174.53,58.68,3.48,"2007-12-26","","AICO","","","","","","","","","AMR"]
["NETW01",133.28,{"v":86.1,"d":"86.10"},6.81,"2007-12-31","","AICO","","","","","","","","","AMR"]
["NETW01",146.94,{"v":27.5,"d":"27.50"},7.17,"2007-12-17","","AICO","","","","","","","","","EMS"]
["NETW01",173.23,10.24,5.11,"2007-12-23","","AICO","","","","","","","","","AMR"]
["NETW01",155.89,88.33,{"v":6.5,"d":"6.50"},"2007-12-13","","AICO","","","","","","","","","AMR"]
["NETW01",133.76,16.64,4.98,"2007-12-10","","AICO","","","","","","","","","EMS"]
["NETW01",197.57,67.92,7.95,"2007-12-13","","AICO","","","","","","","","","AMR"]
["NETW01",150.18,59.25,6.75,"2007-12-20","","AICO","","","","","","","","","EMS"]
["NETW01",161.03,43.08,1.78,"2007-12-05","","AICO","","","","","","","","","EMS"]
["NETW01",167.44,49.14,2.49,"2007-12-12","","AICO","","","","","","","","","AMR"]
["NETW01",152.66,94.61,5.57,"2007-12-06","","AICO","","","","","","","","","EMS"]
["NETW02",105.53,51.65,8.75,"2007-12-31","","AICO","","","","","","","","","EMS"]
["NETW02",505.25,"","","2007-01-01","","AICO","","","","","","","","","AMR"]
["NETW02",183.02,86.78,1.17,"2007-12-24","","AICO","","","","","","","","","AMR"]
["NETW02",166.57,32.26,9.05,"2007-12-18","","AICO","","","","","","","","","AMR"]
["NETW02",197.34,31.77,6.76,"2007-12-16","","AICO","","","","","","","","","AMR"]
["NETW02",117.56,{"v":99.5,"d":"99.50"},5.61,"2007-12-25","","AICO","","","","","","","","","EMS"]
["NETW02",195.59,46.27,1.07,"2007-12-19","","AICO","","","","","","","","","AMR"]
["NETW02",116.16,65.63,6.94,"2007-12-29","","AICO","","","","","","","","","EMS"]
["NETW02",175.67,30.58,7.58,"2007-12-23","","AICO","","","","","","","","","AMR"]
["NETW02",159.59,54.93,3.43,"2007-12-30","","AICO","","","","","","","","","EMS"]
["NETW02",162.69,74.39,9.01,"2007-12-25","","AICO","","","","","","","","","EMS"]
["NETW03",103.24,92.58,5.07,"2007-12-18","","AICO","","","","","","","","","EMS"]
["NETW03",152.87,90.89,{"v":5.6,"d":"5.60"},"2007-12-06","","AICO","","","","","","","","","EMS"]
["NETW03",130.49,20.99,4.75,"2007-12-31","","AICO","","","","","","","","","AMR"]
["NETW03",196.59,98.54,8.54,"2007-12-10","","AICO","","","","","","","","","EMS"]
["NETW03",107.91,35.15,7.32,"2007-12-08","","AICO","","","","","","","","","EMS"]
["NETW03",174.42,{"v":65.3,"d":"65.30"},1.73,"2007-12-08","","AICO","","","","","","","","","AMR"]
["NETW03",168.29,72.65,6.27,"2007-12-11","","AICO","","","","","","","","","EMS"]
["NETW03",{"v":157.9,"d":"157.90"},{"v":23,"d":"23.00"},2.71,"2007-12-24","","AICO","","","","","","","","","AMR"]
["NETW04",120.95,26.07,{"v":2.5,"d":"2.50"},"2007-12-22","","AICO","","","","","","","","","EMS"]
["NETW04",191.42,85.48,1.99,"2007-12-01","","AICO","","","","","","","","","AMR"]
["NETW04",186.82,84.18,7.85,"2007-12-07","","AICO","","","","","","","","","EMS"]
["NETW04",161.61,39.24,2.51,"2007-12-21","","AICO","","","","","","","","","EMS"]
["NETW04",179.24,55.88,8.75,"2007-12-26","","AICO","","","","","","","","","EMS"]
["NETW04",149.44,68.28,{"v":9.8,"d":"9.80"},"2007-12-27","","AICO","","","","","","","","","EMS"]
["NETW04",171.57,71.76,2.56,"2007-12-29","","AICO","","","","","","","","","EMS"]
["NETW04",171.39,97.13,{"v":7,"d":"7.00"},"2007-12-04","","AICO","","","","","","","","","AMR"]
["NETW05",171.54,44.51,3.64,"2007-12-14","","AICO","","","","","","","","","AMR"]
["NETW05",153.71,59.79,4.43,"2007-12-27","","AICO","","","","","","","","","AMR"]
["NETW05",158.16,50.92,6.61,"2007-12-14","","AICO","","","","","","","","","EMS"]
["NETW05",167.81,59.38,4.53,"2007-12-07","","AICO","","","","","","","","","EMS"]
["NETW05",106.81,80.04,4.47,"2007-12-29","","AICO","","","","","","","","","EMS"]
["NETW05",{"v":107.9,"d":"107.90"},97.11,7.88,"2007-12-27","","AICO","","","","","","","","","EMS"]
["NETW05",177.98,54.12,{"v":3.3,"d":"3.30"},"2007-12-26","","AICO","","","","","","","","","EMS"]
["NETW05",126.95,{"v":86.2,"d":"86.20"},9.61,"2007-12-13","","AICO","","","","","","","","","EMS"]
["NETW05",153.66,57.87,9.38,"2007-12-09","","AICO","","","","","","","","","EMS"]
["NETW05",184.23,32.37,8.91,"2007-12-31","","AICO","","","","","","","","","EMS"]
["NETW05",160.21,65.68,{"v":1.5,"d":"1.50"},"2007-12-15","","AICO","","","","","","","","","EMS"]
["NETW05",167.06,92.57,1.05,"2007-12-14","","AICO","","","","","","","","","AMR"]
["NETW05",{"v":103,"d":"103.00"},72.35,6.21,"2007-12-04","","AICO","","","","","","","","","EMS"]
["NETW05",135.77,16.18,8.83,"2007-12-28","","AICO","","","","","","","","","EMS"]
["NETW05",130.27,40.67,1.24,"2007-12-15","","AICO","","","","","","","","","AMR"]
["NETW06",130.13,84.36,6.17,"2007-12-05","","AICO","","","","","","","","","AMR"]
["NETW06",188.55,54.29,9.51,"2007-12-09","","AICO","","","","","","","","","AMR"]
["NETW06",197.16,13.23,7.43,"2007-12-02","","AICO","","","","","","","","","AMR"]
["NETW06",185.25,19.13,8.27,"2007-12-24","","AICO","","","","","","","","","EMS"]
["NETW06",155.09,41.61,8.93,"2007-12-29","","AICO","","","","","","","","","AMR"]
["NETW06",102.15,57.96,7.06,"2007-12-20","","AICO","","","","","","","","","AMR"]
["NETW06",166.65,62.99,2.39,"2007-12-13","","AICO","","","","","","","","","AMR"]
["NETW06",179.34,61.69,9.92,"2007-12-27","","AICO","","","","","","","","","AMR"]
["NETW06",131.53,14.81,3.92,"2007-12-20","","AICO","","","","","","","","","EMS"]
["NETW06",136.71,80.55,4.07,"2007-12-16","","AICO","","","","","","","","","AMR"]
["NETW06",187.39,92.61,6.94,"2007-12-27","","AICO","","","","","","","","","EMS"]
["NETW07",144.79,61.44,8.86,"2007-12-16","","AICO","","","","","","","","","AMR"]
["NETW07",154.14,20.48,9.18,"2007-12-29","","AICO","","","","","","","","","EMS"]
["NETW07",193.04,33.13,9.25,"2007-12-18","","AICO","","","","","","","","","EMS"]
["NETW07",182.91,79.38,7.44,"2007-12-06","","AICO","","","","","","","","","AMR"]
["NETW07",142.38,33.31,8.81,"2007-12-26","","AICO","","","","","","","","","AMR"]
["NETW07",166.64,49.16,1.35,"2007-12-13","","AICO","","","","","","","","","EMS"]
["NETW08",179.72,84.57,5.46,"2007-12-30","","AICO","","","","","","","","","EMS"]
["NETW08",{"v":125.9,"d":"125.90"},45.61,6.62,"2007-12-28","","AICO","","","","","","","","","EMS"]
["NETW08",194.96,95.16,2.19,"2007-12-03","","AICO","","","","","","","","","AMR"]
["NETW08",188.44,54.88,9.84,"2007-12-12","","AICO","","","","","","","","","AMR"]
["NETW08",{"v":167.6,"d":"167.60"},54.59,8.63,"2007-12-09","","AICO","","","","","","","","","AMR"]
["NETW08",195.57,58.02,7.22,"2007-12-30","","AICO","","","","","","","","","AMR"]
["NETW08",156.23,78.39,{"v":5.6,"d":"5.60"},"2007-12-19","","AICO","","","","","","","","","EMS"]
["NETW08",164.65,28.52,1.12,"2007-12-07","","AICO","","","","","","","","","AMR"]
["NETW08",183.67,25.18,9.96,"2007-12-23","","AICO","","","","","","","","","EMS"]
["NETW08",140.21,43.06,6.43,"2007-12-26","","AICO","","","","","","","","","AMR"]
["NETW08",169.77,98.14,9.83,"2007-12-02","","AICO","","","","","","","","","EMS"]
["NETW08",119.47,56.98,8.91,"2007-12-03","","AICO","","","","","","","","","AMR"]
["NETW08",149.87,82.39,{"v":10,"d":"10.00"},"2007-12-12","","AICO","","","","","","","","","AMR"]
["RDN01",104.03,93.02,8.49,"2007-12-09","","AICO","","","","","","","","","AMR"]
["RDN01",135.97,94.86,9.13,"2007-12-01","","AICO","","","","","","","","","EMS"]
["RDN01",{"v":27.5,"d":"27.50"},{"v":15,"d":"15.00"},"","2007-12-01","","AICO","","","","","","","","","EMS"]
["RDN01",166.08,95.21,7.22,"2007-12-01","","AICO","","","","","","","","","AMR"]
["RDN01",186.19,17.08,{"v":3.3,"d":"3.30"},"2007-12-04","","AICO","","","","","","","","","EMS"]
["",123.96,11.23,6.68,"2007-12-24","","AICO","","","","","","","","","AMR"]
["",138.68,44.09,6.46,"2007-12-20","","AICO","","","","","","","","","EMS"]
["",115.45,{"v":61.4,"d":"61.40"},{"v":4.1,"d":"4.10"},"2007-12-20","","AICO","","","","","","","","","AMR"]
["",107.44,52.22,6.38,"2007-12-23","","AICO","","","","","","","","","EMS"]
["",{"v":220,"d":"220.00"},"","","2007-01-01","","AICO","","","","","","","","","LIFTING GEAR"]
["",{"v":230,"d":"230.00"},{"v":23,"d":"23.00"},{"v":74,"d":"74.00"},"2008-01-01","","AICO","","","","","","","","","LIFTING GEAR"]
["",113.07,72.86,9.36,"2007-12-03","","AICO","","","","","","","","","EMS"]
["",365.25,"","","2007-01-01","","AICO","","","","","","","","","EMS"]
["",178.37,31.53,4.74,"2007-12-04","","AICO","","","","","","","","","AMR"]
["",104.86,49.76,5.03,"2007-12-09","","AICO","","","","","","","","","AMR"]
["",169.27,51.69,{"v":2.2,"d":"2.20"},"2007-12-16","","AICO","","","","","","","","","AMR"]
["",160.33,18.86,{"v":3.6,"d":"3.60"},"2007-12-09","","AICO","","","","","","","","","EMS"]
["",196.68,80.74,{"v":2.9,"d":"2.90"},"2007-12-24","","AICO","","","","","","","","","EMS"]
["NETW07",{"v":27.8,"d":"27.80"},{"v":13.7,"d":"13.70"},"","2007-11-30","","BACO","","","","","","","","2016HH1",""]
["",99.99,9.99,"","2008-01-01","","BACO","","","","","","","","2016HH1",""]
["",99.99,9.99,"","2008-01-01","","BACO","","","","","","","","2516HH1",""]
["",99.99,9.99,"","2008-01-01","","BACO","","","","","","","","2516HH2",""]
["",99.99,9.99,"","2008-01-01","","BACO","","","","","","","","2516VV1",""]
["",99.99,9.99,"","2008-01-01","","BACO","","","","","","","","2816HH1",""]
["",99.99,9.99,"","2008-01-01","","BACO","","","","","","","","3016HH1",""]
["",99.99,9.99,"","2008-01-01","","BACO","","","","","","","","3016VV1",""]
["",99.99,9.99,"","2008-01-01","","BACO","","","","","","","","3215VV1",""]
["",99.99,9.99,"","2008-01-01","","BACO","","","","","","","","3316HH1",""]
["",99.99,9.99,"","2008-01-01","","BACO","","","","","","","","3319",""]
["",99.99,9.99,"","2008-01-01","","BACO","","","","","","","","3416VV1",""]
["",99.99,9.99,"","2008-01-01","","BACO","","","","","","","","3416VV2",""]
["",99.99,9.99,"","2008-01-01","","BACO","","","","","","","","3516HH1",""]
["",99.99,9.99,"","2008-01-01","","BACO","","","","","","","","3525",""]
["",99.99,9.99,"","2008-01-01","","BACO","","","","","","","","3816HH1",""]
["",99.99,9.99,"","2008-01-01","","BACO","","","","","","","","3820VV1",""]
["",99.99,9.99,"","2008-01-01","","BACO","","","","","","","","4516",""]
["",99.99,9.99,"","2008-01-01","","BACO","","","","","","","","4520",""]
["",99.99,9.99,"","2008-01-01","","BACO","","","","","","","","4522VV1",""]
["",99.99,9.99,"","2008-01-01","","BACO","","","","","","","","A1C",""]
["",99.99,9.99,"","2008-01-01","","BACO","","","","","","","","A1H",""]
["",99.99,9.99,"","2008-01-01","","BACO","","","","","","","","A1HVO1",""]
["",99.99,9.99,"","2008-01-01","","BACO","","","","","","","","A1HVO2",""]
["",99.99,9.99,"","2008-01-01","","BACO","","","","","","","","A1VV1",""]
["",99.99,9.99,"","2008-01-01","","BACO","","","","","","","","A1VV2",""]
["",99.99,9.99,"","2008-01-01","","BACO","","","","","","","","A2",""]
["",99.99,9.99,"","2008-01-01","","BACO","","","","","","","","A2HVO1",""]
["",99.99,9.99,"","2008-01-01","","BACO","","","","","","","","A2HVO2",""]
["",99.99,9.99,"","2008-01-01","","BACO","","","","","","","","A2HVO3",""]
["",99.99,9.99,"","2008-01-01","","BACO","","","","","","","","A2HVO4",""]
["",99.99,9.99,"","2008-01-01","","BACO","","","","","","","","A2VV1",""]
["",99.99,9.99,"","2008-01-01","","BACO","","","","","","","","A2VV2",""]
["",99.99,9.99,"","2008-01-01","","BACO","","","","","","","","A3C1",""]
["",99.99,9.99,"","2008-01-01","","BACO","","","","","","","","A3C2",""]
["",99.99,9.99,"","2008-01-01","","BACO","","","","","","","","A3HH1",""]
["",99.99,9.99,"","2008-01-01","","BACO","","","","","","","","A3HH2",""]
["",99.99,9.99,"","2008-01-01","","BACO","","","","","","","","A3HVO1",""]
["",99.99,9.99,"","2008-01-01","","BACO","","","","","","","","A3HVO2",""]
["",99.99,9.99,"","2008-01-01","","BACO","","","","","","","","A3HVO3",""]
["",99.99,9.99,"","2008-01-01","","BACO","","","","","","","","A3HVO4",""]
["",99.99,9.99,"","2008-01-01","","BACO","","","","","","","","A3HVO5",""]
["",99.99,9.99,"","2008-01-01","","BACO","","","","","","","","A3HVO6",""]
["",99.99,9.99,"","2008-01-01","","BACO","","","","","","","","A3VH1",""]
["",99.99,9.99,"","2008-01-01","","BACO","","","","","","","","A3VV1",""]
["",99.99,9.99,"","2008-01-01","","BACO","","","","","","","","A3VV2",""]
["",99.99,9.99,"","2008-01-01","","BACO","","","","","","","","A3VV3",""]
["",99.99,9.99,"","2008-01-01","","BACO","","","","","","","","A3VV4",""]
["",99.99,9.99,"","2008-01-01","","BACO","","","","","","","","A4EC1",""]
["",99.99,9.99,"","2008-01-01","","BACO","","","","","","","","A4EC2",""]
["",99.99,9.99,"","2008-01-01","","BACO","","","","","","","","A4EHH1",""]
["",99.99,9.99,"","2008-01-01","","BACO","","","","","","","","A4EVH1",""]
["",99.99,9.99,"","2008-01-01","","BACO","","","","","","","","A4EVV1",""]
["",99.99,9.99,"","2008-01-01","","BACO","","","","","","","","A4EVV2",""]
["",99.99,9.99,"","2008-01-01","","BACO","","","","","","","","1765BH1",""]
["NETW01",{"v":158,"d":"158.00"},"","","2007-11-21","","HOCO","","","","","","","A1","",""]
["NETW01",{"v":262,"d":"262.00"},"","","2007-11-21","","HOCO","","","","","","","A2","",""]
["NETW01",{"v":288,"d":"288.00"},"","","2007-11-21","","HOCO","","","","","","","A3","",""]
["",99.99,9.99,"","2008-01-01","","HOCO","","","","","","","2516A","",""]
["",99.99,9.99,"","2008-01-01","","HOCO","","","","","","","2816","",""]
["",99.99,9.99,"","2008-01-01","","HOCO","","","","","","","3016","",""]
["",99.99,9.99,"","2008-01-01","","HOCO","","","","","","","3215","",""]
["",99.99,9.99,"","2008-01-01","","HOCO","","","","","","","3316","",""]
["",99.99,9.99,"","2008-01-01","","HOCO","","","","","","","3316A","",""]
["",99.99,9.99,"","2008-01-01","","HOCO","","","","","","","3416","",""]
["",99.99,9.99,"","2008-01-01","","HOCO","","","","","","","3516","",""]
["",99.99,9.99,"","2008-01-01","","HOCO","","","","","","","A4E","",""]
["",99.99,9.99,"","2008-01-01","","HOCO","","","","","","","3816","",""]
["",99.99,9.99,"","2008-01-01","","HOCO","","","","","","","3820","",""]
["",99.99,9.99,"","2008-01-01","","HOCO","","","","","","","4516","",""]
["",99.99,9.99,"","2008-01-01","","HOCO","","","","","","","4520","",""]
["",99.99,9.99,"","2008-01-01","","HOCO","","","","","","","4522","",""]
["",99.99,9.99,"","2008-01-01","","HOCO","","","","","","","A1","",""]
["",99.99,9.99,"","2008-01-01","","HOCO","","","","","","","A1BB","",""]
["",99.99,9.99,"","2008-01-01","","HOCO","","","","","","","A2","",""]
["",99.99,9.99,"","2008-01-01","","HOCO","","","","","","","A2BB","",""]
["",99.99,9.99,"","2008-01-01","","HOCO","","","","","","","A2BB1","",""]
["",99.99,9.99,"","2008-01-01","","HOCO","","","","","","","A3","",""]
["",99.99,9.99,"","2008-01-01","","HOCO","","","","","","","A3BB","",""]
["",99.99,9.99,"","2008-01-01","","HOCO","","","","","","","A3BB1","",""]
["",99.99,9.99,"","2008-01-01","","HOCO","","","","","","","2516","",""]
["",99.99,9.99,"","2008-01-01","","HOCO","","","","","","","2016","",""]
["",99.99,9.99,"","2008-01-01","","HOCO","","","","","","","1765H","",""]
["",99.99,9.99,"","2008-01-01","","HOCO","","","","","","","3525","",""]
["NETW01",315.01,"","","2007-11-21","","LACO","ADVERSARIAL","","","","","","2016","",""]
["NETW04",57.76,"","","2007-11-22","","LACO","STD REMOVE","U16","LP","","","","","",""]
["NETW04",{"v":47.2,"d":"47.20"},"","","21/11/0007","","LACO","STD INSTALL","U16","LP","","","","","",""]
["",652.38,82.76,"","2007-12-28T12:41:14","","LACO","STD INSTALL","U65","HP","ROTARY","","","","",""]
["",897.94,60.09,"","2007-12-28T12:41:14","","LACO","STD INSTALL","U65","HP","TURBINE","","","","",""]
["",467.87,27.65,"","2007-12-28T12:41:14","","LACO","STD INSTALL","U65","HP","ULTRASONIC","","","","",""]
["",582.15,22.58,"","2007-12-28T12:41:14","","LACO","STD INSTALL","U65","IP","CORIOLIS","","","","",""]
["",318.77,90.62,"","2007-12-28T12:41:14","","LACO","STD INSTALL","U65","IP","DIAPHRAGM","","","","",""]
["",497.38,48.91,"","2007-12-28T12:41:14","","LACO","STD INSTALL","U65","IP","ORIFICE","","","","",""]
["",521.38,30.69,"","2007-12-28T12:41:14","","LACO","STD INSTALL","U65","IP","ROTARY","","","","",""]
["",{"v":55.5,"d":"55.50"},10.92,"","2007-12-28T12:41:14","","LACO","STD INSTALL","U65","IP","TURBINE","","","","",""]
["",40.66,{"v":59.1,"d":"59.10"},"","2007-12-28T12:41:14","","LACO","STD INSTALL","U65","IP","ULTRASONIC","","","","",""]
["",508.81,30.14,"","2007-12-28T12:41:14","","LACO","STD INSTALL","U65","LP","CORIOLIS","","","","",""]
["",427.49,60.67,"","2007-12-28T12:41:14","","LACO","STD INSTALL","U65","LP","DIAPHRAGM","","","","",""]
["",728.32,42.31,"","2007-12-28T12:41:14","","LACO","STD INSTALL","U65","LP","ORIFICE","","","","",""]
["",{"v":519.8,"d":"519.80"},47.57,"","2007-12-28T12:41:14","","LACO","STD INSTALL","U65","LP","ROTARY","","","","",""]
["",766.49,86.76,"","2007-12-28T12:41:14","","LACO","STD INSTALL","U65","LP","TURBINE","","","","",""]
["",167.41,61.42,"","2007-12-28T12:41:14","","LACO","STD INSTALL","U65","LP","ULTRASONIC","","","","",""]
["",94.35,48.61,"","2007-12-28T12:41:14","","LACO","STD INSTALL","U65","MP","CORIOLIS","","","","",""]
["",518.84,30.59,"","2007-12-28T12:41:14","","LACO","STD INSTALL","U65","MP","DIAPHRAGM","","","","",""]
["",217.07,41.71,"","2007-12-28T12:41:14","","LACO","STD INSTALL","U65","MP","ORIFICE","","","","",""]
["",19.22,3.21,"","2007-12-28T12:41:14","","LACO","STD INSTALL","U65","MP","ROTARY","","","","",""]
["",713.71,67.18,"","2007-12-28T12:41:14","","LACO","STD INSTALL","U65","MP","TURBINE","","","","",""]
["",{"v":609.2,"d":"609.20"},67.37,"","2007-12-28T12:41:14","","LACO","STD INSTALL","U65","MP","ULTRASONIC","","","","",""]
["",402.06,49.37,"","2007-12-28T12:41:14","","LACO","STD INSTALL","U100","HP","CORIOLIS","","","","",""]
["",773.32,48.17,"","2007-12-28T12:41:14","","LACO","STD INSTALL","U100","HP","DIAPHRAGM","","","","",""]
["",386.43,66.89,"","2007-12-28T12:41:14","","LACO","STD INSTALL","U100","HP","ORIFICE","","","","",""]
["",628.65,50.49,"","2007-12-28T12:41:14","","LACO","STD INSTALL","U100","HP","ROTARY","","","","",""]
["",761.08,21.43,"","2007-12-28T12:41:14","","LACO","STD INSTALL","U100","HP","TURBINE","","","","",""]
["",{"v":267.4,"d":"267.40"},72.98,"","2007-12-28T12:41:14","","LACO","STD INSTALL","U100","HP","ULTRASONIC","","","","",""]
["",303.36,76.96,"","2007-12-28T12:41:14","","LACO","STD INSTALL","U100","IP","CORIOLIS","","","","",""]
["",{"v":468.5,"d":"468.50"},17.22,"","2007-12-28T12:41:14","","LACO","STD INSTALL","U100","IP","DIAPHRAGM","","","","",""]
["",890.79,66.44,"","2007-12-28T12:41:14","","LACO","STD INSTALL","U100","IP","ORIFICE","","","","",""]
["",711.87,63.53,"","2007-12-28T12:41:14","","LACO","STD INSTALL","U100","IP","ROTARY","","","","",""]
["",212.07,67.65,"","2007-12-28T12:41:14","","LACO","STD INSTALL","U100","IP","TURBINE","","","","",""]
["",906.23,83.76,"","2007-12-28T12:41:14","","LACO","STD INSTALL","U100","IP","ULTRASONIC","","","","",""]
["",338.99,71.45,"","2007-12-28T12:41:14","","LACO","STD INSTALL","U100","LP","CORIOLIS","","","","",""]
["",780.98,54.06,"","2007-12-28T12:41:14","","LACO","STD INSTALL","U100","LP","DIAPHRAGM","","","","",""]
["",909.32,56.82,"","2007-12-28T12:41:14","","LACO","STD INSTALL","U16","IP","ULTRASONIC","","","","",""]
["",32.27,49.61,"","2007-12-28T12:41:14","","LACO","STD INSTALL","U16","LP","CORIOLIS","","","","",""]
["",858.63,41.35,"","2007-12-28T12:41:14","","LACO","STD INSTALL","U16","LP","DIAPHRAGM","","","","",""]
["",517.07,{"v":2.9,"d":"2.90"},"","2007-12-28T12:41:14","","LACO","STD INSTALL","U16","LP","ORIFICE","","","","",""]
["",672.44,39.91,"","2007-12-28T12:41:14","","LACO","STD INSTALL","U16","LP","ROTARY","","","","",""]
["",773.28,27.74,"","2007-12-28T12:41:14","","LACO","STD INSTALL","U16","LP","TURBINE","","","","",""]
["",230.48,15.65,"","2007-12-28T12:41:14","","LACO","STD INSTALL","U16","LP","ULTRASONIC","","","","",""]
["",419.98,9.42,"","2007-12-28T12:41:14","","LACO","STD INSTALL","U16","MP","CORIOLIS","","","","",""]
["",734.88,59.05,"","2007-12-28T12:41:14","","LACO","STD INSTALL","U16","MP","DIAPHRAGM","","","","",""]
["",289.27,34.84,"","2007-12-28T12:41:14","","LACO","STD INSTALL","U16","MP","ORIFICE","","","","",""]
["",181.89,56.87,"","2007-12-28T12:41:14","","LACO","STD INSTALL","U16","MP","ROTARY","","","","",""]
["",856.41,19.15,"","2007-12-28T12:41:14","","LACO","STD INSTALL","U16","MP","TURBINE","","","","",""]
["",864.88,44.44,"","2007-12-28T12:41:14","","LACO","STD INSTALL","U16","MP","ULTRASONIC","","","","",""]
["",921.82,5.89,"","2007-12-28T12:41:14","","LACO","STD INSTALL","U25","HP","CORIOLIS","","","","",""]
["",580.88,73.66,"","2007-12-28T12:41:14","","LACO","STD INSTALL","U25","HP","DIAPHRAGM","","","","",""]
["",715.34,32.34,"","2007-12-28T12:41:14","","LACO","STD INSTALL","U25","HP","ORIFICE","","","","",""]
["",693.02,24.54,"","2007-12-28T12:41:14","","LACO","STD INSTALL","U25","HP","ROTARY","","","","",""]
["",770.44,{"v":28.2,"d":"28.20"},"","2007-12-28T12:41:14","","LACO","STD INSTALL","U25","HP","TURBINE","","","","",""]
["",61.35,86.56,"","2007-12-28T12:41:14","","LACO","STD INSTALL","U25","HP","ULTRASONIC","","","","",""]
["",118.89,41.39,"","2007-12-28T12:41:14","","LACO","STD INSTALL","U25","IP","CORIOLIS","","","","",""]
["",373.48,44.42,"","2007-12-28T12:41:14","","LACO","STD INSTALL","U25","IP","DIAPHRAGM","","","","",""]
["",{"v":170.5,"d":"170.50"},46.77,"","2007-12-28T12:41:14","","LACO","STD INSTALL","U25","IP","ORIFICE","","","","",""]
["",103.98,87.02,"","2007-12-28T12:41:14","","LACO","STD INSTALL","U25","IP","ROTARY","","","","",""]
["",288.39,77.31,"","2007-12-28T12:41:14","","LACO","STD INSTALL","U25","IP","TURBINE","","","","",""]
["",450.55,33.65,"","2007-12-28T12:41:14","","LACO","STD INSTALL","U25","IP","ULTRASONIC","","","","",""]
["",479.03,19.38,"","2007-12-28T12:41:14","","LACO","STD INSTALL","U25","LP","CORIOLIS","","","","",""]
["",975.97,23.33,"","2007-12-28T12:41:14","","LACO","STD INSTALL","U25","LP","DIAPHRAGM","","","","",""]
["",12.57,41.94,"","2007-12-28T12:41:14","","LACO","STD INSTALL","U25","LP","ORIFICE","","","","",""]
["",554.93,77.42,"","2007-12-28T12:41:14","","LACO","STD INSTALL","U25","LP","ROTARY","","","","",""]
["",150.13,95.41,"","2007-12-28T12:41:14","","LACO","STD INSTALL","U25","LP","TURBINE","","","","",""]
["",352.35,43.95,"","2007-12-28T12:41:14","","LACO","STD INSTALL","U25","LP","ULTRASONIC","","","","",""]
["",{"v":644.5,"d":"644.50"},23.24,"","2007-12-28T12:41:14","","LACO","STD INSTALL","U25","MP","CORIOLIS","","","","",""]
["",{"v":559.4,"d":"559.40"},36.55,"","2007-12-28T12:41:14","","LACO","STD INSTALL","U25","MP","DIAPHRAGM","","","","",""]
["",{"v":22.1,"d":"22.10"},54.37,"","2007-12-28T12:41:14","","LACO","STD INSTALL","U25","MP","ORIFICE","","","","",""]
["",508.09,29.18,"","2007-12-28T12:41:14","","LACO","STD INSTALL","U25","MP","ROTARY","","","","",""]
["",34.68,53.89,"","2007-12-28T12:41:14","","LACO","STD INSTALL","U25","MP","TURBINE","","","","",""]
["",816.18,10.84,"","2007-12-28T12:41:14","","LACO","STD INSTALL","U25","MP","ULTRASONIC","","","","",""]
["",438.88,45.98,"","2007-12-28T12:41:14","","LACO","STD INSTALL","U40","HP","CORIOLIS","","","","",""]
["",964.56,28.59,"","2007-12-28T12:41:14","","LACO","STD INSTALL","U40","HP","DIAPHRAGM","","","","",""]
["",780.89,14.48,"","2007-12-28T12:41:14","","LACO","STD INSTALL","U40","HP","ORIFICE","","","","",""]
["",252.63,31.54,"","2007-12-28T12:41:14","","LACO","STD INSTALL","U40","HP","ROTARY","","","","",""]
["",969.95,40.09,"","2007-12-28T12:41:14","","LACO","STD INSTALL","U40","HP","TURBINE","","","","",""]
["",742.76,55.68,"","2007-12-28T12:41:14","","LACO","STD INSTALL","U40","HP","ULTRASONIC","","","","",""]
["",{"v":19.6,"d":"19.60"},72.79,"","2007-12-28T12:41:14","","LACO","STD INSTALL","U40","IP","CORIOLIS","","","","",""]
["",236.05,24.79,"","2007-12-28T12:41:14","","LACO","STD INSTALL","U40","IP","DIAPHRAGM","","","","",""]
["",{"v":305.1,"d":"305.10"},92.06,"","2007-12-28T12:41:14","","LACO","STD INSTALL","U40","IP","ORIFICE","","","","",""]
["",646.33,41.37,"","2007-12-28T12:41:14","","LACO","STD INSTALL","U40","IP","ROTARY","","","","",""]
["",809.66,76.34,"","2007-12-28T12:41:14","","LACO","STD INSTALL","U40","IP","TURBINE","","","","",""]
["",11.45,93.29,"","2007-12-28T12:41:14","","LACO","STD INSTALL","U40","IP","ULTRASONIC","","","","",""]
["",162.04,19.26,"","2007-12-28T12:41:14","","LACO","STD INSTALL","U40","LP","CORIOLIS","","","","",""]
["",311.98,61.21,"","2007-12-28T12:41:14","","LACO","STD INSTALL","U40","LP","DIAPHRAGM","","","","",""]
["",444.87,32.31,"","2007-12-28T12:41:14","","LACO","STD INSTALL","U40","LP","ORIFICE","","","","",""]
["",653.53,26.67,"","2007-12-28T12:41:14","","LACO","STD INSTALL","U40","LP","ROTARY","","","","",""]
["",519.17,91.79,"","2007-12-28T12:41:14","","LACO","STD INSTALL","U40","LP","TURBINE","","","","",""]
["",564.18,94.05,"","2007-12-28T12:41:14","","LACO","STD INSTALL","U40","LP","ULTRASONIC","","","","",""]
["",89.62,79.35,"","2007-12-28T12:41:14","","LACO","STD INSTALL","U40","MP","CORIOLIS","","","","",""]
["",354.94,80.76,"","2007-12-28T12:41:14","","LACO","STD INSTALL","U40","MP","DIAPHRAGM","","","","",""]
["",996.35,12.01,"","2007-12-28T12:41:14","","LACO","STD INSTALL","U40","MP","ORIFICE","","","","",""]
["",960.33,9.51,"","2007-12-28T12:41:14","","LACO","STD INSTALL","U40","MP","ROTARY","","","","",""]
["",{"v":613.4,"d":"613.40"},66.41,"","2007-12-28T12:41:14","","LACO","STD INSTALL","U40","MP","TURBINE","","","","",""]
["",464.29,79.54,"","2007-12-28T12:41:14","","LACO","STD INSTALL","U40","MP","ULTRASONIC","","","","",""]
["",705.53,32.72,"","2007-12-28T12:41:14","","LACO","STD INSTALL","U65","HP","CORIOLIS","","","","",""]
["",302.26,15.44,"","2007-12-28T12:41:14","","LACO","STD INSTALL","U65","HP","DIAPHRAGM","","","","",""]
["",41.24,84.43,"","2007-12-28T12:41:14","","LACO","STD INSTALL","U65","HP","ORIFICE","","","","",""]
["",{"v":561.1,"d":"561.10"},73.12,"","2007-12-28T15:42:30","","LACO","INSTALL","U65","MP","DIAPHRAGM","","","","",""]
["",722.79,51.86,"","2007-12-28T15:42:30","","LACO","INSTALL","U65","MP","ORIFICE","","","","",""]
["",793.82,13.21,"","2007-12-28T15:42:30","","LACO","INSTALL","U65","MP","ROTARY","","","","",""]
["",437.48,74.35,"","2007-12-28T15:42:30","","LACO","INSTALL","U65","MP","TURBINE","","","","",""]
["",658.39,{"v":62.7,"d":"62.70"},"","2007-12-28T15:42:30","","LACO","INSTALL","U65","MP","ULTRASONIC","","","","",""]
["",503.55,{"v":18.5,"d":"18.50"},"","2007-12-28T15:42:30","","LACO","INSTALL","U100","HP","CORIOLIS","","","","",""]
["",343.73,{"v":13,"d":"13.00"},"","2007-12-28T15:42:30","","LACO","INSTALL","U100","HP","DIAPHRAGM","","","","",""]
["",{"v":680,"d":"680.00"},{"v":43.7,"d":"43.70"},"","2007-12-28T15:42:30","","LACO","INSTALL","U100","HP","ORIFICE","","","","",""]
["",129.32,73.98,"","2007-12-28T15:42:30","","LACO","INSTALL","U100","HP","ROTARY","","","","",""]
["",634.54,70.13,"","2007-12-28T15:42:30","","LACO","INSTALL","U100","HP","TURBINE","","","","",""]
["",214.52,20.91,"","2007-12-28T15:42:30","","LACO","INSTALL","U100","HP","ULTRASONIC","","","","",""]
["",714.99,42.84,"","2007-12-28T15:42:30","","LACO","INSTALL","U100","IP","CORIOLIS","","","","",""]
["",751.17,63.51,"","2007-12-28T15:42:30","","LACO","INSTALL","U100","IP","DIAPHRAGM","","","","",""]
["",21.95,21.99,"","2007-12-28T15:42:30","","LACO","INSTALL","U100","IP","ORIFICE","","","","",""]
["",58.39,99.29,"","2007-12-28T15:42:30","","LACO","INSTALL","U100","IP","ROTARY","","","","",""]
["",370.43,23.07,"","2007-12-28T15:42:30","","LACO","INSTALL","U100","IP","TURBINE","","","","",""]
["",601.44,52.82,"","2007-12-28T15:42:30","","LACO","INSTALL","U100","IP","ULTRASONIC","","","","",""]
["",282.82,58.85,"","2007-12-28T15:42:30","","LACO","INSTALL","U100","LP","CORIOLIS","","","","",""]
["",{"v":479.2,"d":"479.20"},2.14,"","2007-12-28T15:42:30","","LACO","INSTALL","U100","LP","DIAPHRAGM","","","","",""]
["",522.98,32.03,"","2007-12-28T15:42:30","","LACO","INSTALL","U100","LP","ORIFICE","","","","",""]
["",480.68,86.72,"","2007-12-28T15:42:30","","LACO","INSTALL","U100","LP","ROTARY","","","","",""]
["",69.53,44.03,"","2007-12-28T15:42:30","","LACO","INSTALL","U100","LP","TURBINE","","","","",""]
["",312.88,70.04,"","2007-12-28T15:42:30","","LACO","INSTALL","U100","LP","ULTRASONIC","","","","",""]
["",974.57,61.35,"","2007-12-28T15:42:30","","LACO","INSTALL","U100","MP","CORIOLIS","","","","",""]
["",751.29,99.86,"","2007-12-28T15:42:30","","LACO","INSTALL","U100","MP","DIAPHRAGM","","","","",""]
["",929.83,68.64,"","2007-12-28T15:42:30","","LACO","INSTALL","U100","MP","ORIFICE","","","","",""]
["",759.78,76.56,"","2007-12-28T15:42:30","","LACO","INSTALL","U100","MP","ROTARY","","","","",""]
["",366.28,{"v":23.6,"d":"23.60"},"","2007-12-28T15:42:30","","LACO","INSTALL","U100","MP","TURBINE","","","","",""]
["",{"v":738.5,"d":"738.50"},31.23,"","2007-12-28T15:42:30","","LACO","INSTALL","U100","MP","ULTRASONIC","","","","",""]
["",124.94,74.47,"","2007-12-28T15:42:30","","LACO","INSTALL","U160","HP","CORIOLIS","","","","",""]
["",974.23,85.22,"","2007-12-28T15:42:30","","LACO","INSTALL","U160","HP","DIAPHRAGM","","","","",""]
["",{"v":155.2,"d":"155.20"},80.79,"","2007-12-28T15:42:30","","LACO","INSTALL","U160","HP","ORIFICE","","","","",""]
["",{"v":773.5,"d":"773.50"},25.98,"","2007-12-28T15:42:30","","LACO","INSTALL","U160","HP","ROTARY","","","","",""]
["",151.36,78.64,"","2007-12-28T15:42:30","","LACO","INSTALL","U160","HP","TURBINE","","","","",""]
["",{"v":757.3,"d":"757.30"},82.29,"","2007-12-28T15:42:30","","LACO","INSTALL","U160","HP","ULTRASONIC","","","","",""]
["",607.02,{"v":20.3,"d":"20.30"},"","2007-12-28T15:42:30","","LACO","INSTALL","U160","IP","CORIOLIS","","","","",""]
["",141.69,{"v":61,"d":"61.00"},"","2007-12-28T15:42:30","","LACO","INSTALL","U160","IP","DIAPHRAGM","","","","",""]
["",909.53,70.41,"","2007-12-28T15:42:30","","LACO","INSTALL","U160","IP","ORIFICE","","","","",""]
["",41.82,52.74,"","2007-12-28T15:42:30","","LACO","INSTALL","U160","IP","ROTARY","","","","",""]
["",633.74,68.96,"","2007-12-28T15:42:30","","LACO","INSTALL","U160","IP","TURBINE","","","","",""]
["",906.36,50.25,"","2007-12-28T15:42:30","","LACO","INSTALL","U160","IP","ULTRASONIC","","","","",""]
["",758.52,95.18,"","2007-12-28T15:42:30","","LACO","INSTALL","U160","LP","CORIOLIS","","","","",""]
["",466.69,81.82,"","2007-12-28T15:42:30","","LACO","INSTALL","U160","LP","DIAPHRAGM","","","","",""]
["",840.49,73.67,"","2007-12-28T15:42:30","","LACO","INSTALL","U160","LP","ORIFICE","","","","",""]
["",333.24,33.99,"","2007-12-28T15:42:30","","LACO","INSTALL","U160","LP","ROTARY","","","","",""]
["",873.56,40.78,"","2007-12-28T15:42:30","","LACO","INSTALL","U160","LP","TURBINE","","","","",""]
["",128.19,45.34,"","2007-12-28T15:42:30","","LACO","INSTALL","U160","LP","ULTRASONIC","","","","",""]
["",127.05,67.82,"","2007-12-28T15:42:30","","LACO","INSTALL","U160","MP","CORIOLIS","","","","",""]
["",226.72,25.42,"","2007-12-28T15:42:30","","LACO","INSTALL","U160","MP","DIAPHRAGM","","","","",""]
["",523.34,22.09,"","2007-12-28T15:42:30","","LACO","INSTALL","U160","MP","ORIFICE","","","","",""]
["",816.45,7.02,"","2007-12-28T15:42:30","","LACO","INSTALL","U160","MP","ROTARY","","","","",""]
["",608.63,58.16,"","2007-12-28T15:42:30","","LACO","INSTALL","U160","MP","TURBINE","","","","",""]
["",{"v":390.5,"d":"390.50"},{"v":89.3,"d":"89.30"},"","2007-12-28T15:42:30","","LACO","INSTALL","U160","MP","ULTRASONIC","","","","",""]
["",249.69,{"v":19.7,"d":"19.70"},"","2007-12-28T12:41:14","","LACO","STD INSTALL","U16","HP","CORIOLIS","","","","",""]
["",6.96,{"v":35.7,"d":"35.70"},"","2007-12-28T12:41:14","","LACO","STD INSTALL","U16","HP","DIAPHRAGM","","","","",""]
["",896.84,3.24,"","2007-12-28T12:41:14","","LACO","STD INSTALL","U16","HP","ORIFICE","","","","",""]
["",771.77,71.98,"","2007-12-28T12:41:14","","LACO","STD INSTALL","U16","HP","ROTARY","","","","",""]
["",694.46,{"v":9.6,"d":"9.60"},"","2007-12-28T12:41:14","","LACO","STD INSTALL","U16","HP","TURBINE","","","","",""]
["",639.73,{"v":1.4,"d":"1.40"},"","2007-12-28T12:41:14","","LACO","STD INSTALL","U16","HP","ULTRASONIC","","","","",""]
["",353.12,0.98,"","2007-12-28T12:41:14","","LACO","STD INSTALL","U16","IP","CORIOLIS","","","","",""]
["",601.62,69.79,"","2007-12-28T12:41:14","","LACO","STD INSTALL","U16","IP","DIAPHRAGM","","","","",""]
["",904.48,10.21,"","2007-12-28T12:41:14","","LACO","STD INSTALL","U16","IP","ORIFICE","","","","",""]
["",51.41,91.04,"","2007-12-28T12:41:14","","LACO","STD INSTALL","U16","IP","ROTARY","","","","",""]
["",562.97,78.45,"","2007-12-28T12:41:14","","LACO","STD INSTALL","U16","IP","TURBINE","","","","",""]
["",960.26,33.71,"","2007-12-28T15:42:30","","LACO","INSTALL","U25","HP","ROTARY","","","","",""]
["",790.15,68.36,"","2007-12-28T15:42:30","","LACO","INSTALL","U25","HP","TURBINE","","","","",""]
["",691.64,10.13,"","2007-12-28T15:42:30","","LACO","INSTALL","U25","HP","ULTRASONIC","","","","",""]
["",842.52,29.53,"","2007-12-28T15:42:30","","LACO","INSTALL","U25","IP","CORIOLIS","","","","",""]
["",601.66,{"v":85.2,"d":"85.20"},"","2007-12-28T15:42:30","","LACO","INSTALL","U25","IP","DIAPHRAGM","","","","",""]
["",178.43,80.61,"","2007-12-28T15:42:30","","LACO","INSTALL","U25","IP","ORIFICE","","","","",""]
["",698.92,10.49,"","2007-12-28T15:42:30","","LACO","INSTALL","U25","IP","ROTARY","","","","",""]
["",195.46,76.45,"","2007-12-28T15:42:30","","LACO","INSTALL","U25","IP","TURBINE","","","","",""]
["",264.31,49.11,"","2007-12-28T15:42:30","","LACO","INSTALL","U25","IP","ULTRASONIC","","","","",""]
["",444.07,23.52,"","2007-12-28T15:42:30","","LACO","INSTALL","U25","LP","CORIOLIS","","","","",""]
["",988.59,53.94,"","2007-12-28T15:42:30","","LACO","INSTALL","U25","LP","DIAPHRAGM","","","","",""]
["",176.43,{"v":46.1,"d":"46.10"},"","2007-12-28T15:42:30","","LACO","INSTALL","U25","LP","ORIFICE","","","","",""]
["",124.33,36.48,"","2007-12-28T15:42:30","","LACO","INSTALL","U25","LP","ROTARY","","","","",""]
["",843.16,55.26,"","2007-12-28T15:42:30","","LACO","INSTALL","U25","LP","TURBINE","","","","",""]
["",892.35,87.51,"","2007-12-28T15:42:30","","LACO","INSTALL","U25","LP","ULTRASONIC","","","","",""]
["",906.12,74.18,"","2007-12-28T15:42:30","","LACO","INSTALL","U25","MP","CORIOLIS","","","","",""]
["",547.82,46.96,"","2007-12-28T15:42:30","","LACO","INSTALL","U25","MP","DIAPHRAGM","","","","",""]
["",857.24,89.77,"","2007-12-28T15:42:30","","LACO","INSTALL","U25","MP","ORIFICE","","","","",""]
["",657.95,18.05,"","2007-12-28T15:42:30","","LACO","INSTALL","U25","MP","ROTARY","","","","",""]
["",{"v":17,"d":"17.00"},10.38,"","2007-12-28T15:42:30","","LACO","INSTALL","U25","MP","TURBINE","","","","",""]
["",776.44,34.54,"","2007-12-28T15:42:30","","LACO","INSTALL","U25","MP","ULTRASONIC","","","","",""]
["",415.81,73.01,"","2007-12-28T15:42:30","","LACO","INSTALL","U40","HP","CORIOLIS","","","","",""]
["",432.96,81.12,"","2007-12-28T15:42:30","","LACO","INSTALL","U40","HP","DIAPHRAGM","","","","",""]
["",890.42,22.93,"","2007-12-28T15:42:30","","LACO","INSTALL","U40","HP","ORIFICE","","","","",""]
["",673.89,{"v":66.9,"d":"66.90"},"","2007-12-28T15:42:30","","LACO","INSTALL","U40","HP","ROTARY","","","","",""]
["",732.35,10.72,"","2007-12-28T15:42:30","","LACO","INSTALL","U40","HP","TURBINE","","","","",""]
["",460.45,44.42,"","2007-12-28T15:42:30","","LACO","INSTALL","U40","HP","ULTRASONIC","","","","",""]
["",701.92,16.07,"","2007-12-28T15:42:30","","LACO","INSTALL","U40","IP","CORIOLIS","","","","",""]
["",236.17,8.46,"","2007-12-28T15:42:30","","LACO","INSTALL","U40","IP","DIAPHRAGM","","","","",""]
["",{"v":976.4,"d":"976.40"},63.33,"","2007-12-28T15:42:30","","LACO","INSTALL","U40","IP","ORIFICE","","","","",""]
["",37.06,{"v":58.4,"d":"58.40"},"","2007-12-28T15:42:30","","LACO","INSTALL","U40","IP","ROTARY","","","","",""]
["",321.65,74.86,"","2007-12-28T15:42:30","","LACO","INSTALL","U40","IP","TURBINE","","","","",""]
["",703.79,14.95,"","2007-12-28T15:42:30","","LACO","INSTALL","U40","IP","ULTRASONIC","","","","",""]
["",285.41,3.57,"","2007-12-28T15:42:30","","LACO","INSTALL","U40","LP","CORIOLIS","","","","",""]
["",868.27,35.69,"","2007-12-28T15:42:30","","LACO","INSTALL","U40","LP","DIAPHRAGM","","","","",""]
["",836.54,21.25,"","2007-12-28T15:42:30","","LACO","INSTALL","U40","LP","ORIFICE","","","","",""]
["",965.37,4.08,"","2007-12-28T15:42:30","","LACO","INSTALL","U40","LP","ROTARY","","","","",""]
["",350.53,85.99,"","2007-12-28T15:42:30","","LACO","INSTALL","U40","LP","TURBINE","","","","",""]
["",690.31,42.15,"","2007-12-28T15:42:30","","LACO","INSTALL","U40","LP","ULTRASONIC","","","","",""]
["",33.77,6.69,"","2007-12-28T15:42:30","","LACO","INSTALL","U40","MP","CORIOLIS","","","","",""]
["",659.84,79.82,"","2007-12-28T15:42:30","","LACO","INSTALL","U40","MP","DIAPHRAGM","","","","",""]
["",319.28,57.55,"","2007-12-28T15:42:30","","LACO","INSTALL","U40","MP","ORIFICE","","","","",""]
["",902.47,35.28,"","2007-12-28T15:42:30","","LACO","INSTALL","U40","MP","ROTARY","","","","",""]
["",554.21,{"v":60.8,"d":"60.80"},"","2007-12-28T15:42:30","","LACO","INSTALL","U40","MP","TURBINE","","","","",""]
["",530.97,{"v":78.4,"d":"78.40"},"","2007-12-28T15:42:30","","LACO","INSTALL","U40","MP","ULTRASONIC","","","","",""]
["",764.54,83.36,"","2007-12-28T15:42:30","","LACO","INSTALL","U65","HP","CORIOLIS","","","","",""]
["",852.44,{"v":69.5,"d":"69.50"},"","2007-12-28T15:42:30","","LACO","INSTALL","U65","HP","DIAPHRAGM","","","","",""]
["",494.89,33.87,"","2007-12-28T15:42:30","","LACO","INSTALL","U65","HP","ORIFICE","","","","",""]
["",{"v":765.8,"d":"765.80"},48.02,"","2007-12-28T15:42:30","","LACO","INSTALL","U65","HP","ROTARY","","","","",""]
["",168.04,70.12,"","2007-12-28T15:42:30","","LACO","INSTALL","U65","HP","TURBINE","","","","",""]
["",441.76,30.12,"","2007-12-28T15:42:30","","LACO","INSTALL","U65","HP","ULTRASONIC","","","","",""]
["",709.74,{"v":72.7,"d":"72.70"},"","2007-12-28T15:42:30","","LACO","INSTALL","U65","IP","CORIOLIS","","","","",""]
["",967.13,63.93,"","2007-12-28T15:42:30","","LACO","INSTALL","U65","IP","DIAPHRAGM","","","","",""]
["",865.72,8.29,"","2007-12-28T15:42:30","","LACO","INSTALL","U65","IP","ORIFICE","","","","",""]
["",227.54,15.08,"","2007-12-28T15:42:30","","LACO","INSTALL","U65","IP","ROTARY","","","","",""]
["",{"v":882.8,"d":"882.80"},73.57,"","2007-12-28T15:42:30","","LACO","INSTALL","U65","IP","TURBINE","","","","",""]
["",208.83,{"v":89.6,"d":"89.60"},"","2007-12-28T15:42:30","","LACO","INSTALL","U65","IP","ULTRASONIC","","","","",""]
["",{"v":936.8,"d":"936.80"},29.57,"","2007-12-28T15:42:30","","LACO","INSTALL","U65","LP","CORIOLIS","","","","",""]
["",356.68,93.95,"","2007-12-28T15:42:30","","LACO","INSTALL","U65","LP","DIAPHRAGM","","","","",""]
["",933.47,87.59,"","2007-12-28T15:42:30","","LACO","INSTALL","U65","LP","ORIFICE","","","","",""]
["",869.31,23.48,"","2007-12-28T15:42:30","","LACO","INSTALL","U65","LP","ROTARY","","","","",""]
["",51.89,{"v":5,"d":"5.00"},"","2007-12-28T15:42:30","","LACO","INSTALL","U65","LP","TURBINE","","","","",""]
["",551.12,72.07,"","2007-12-28T15:42:30","","LACO","INSTALL","U65","LP","ULTRASONIC","","","","",""]
["",520.98,33.14,"","2007-12-28T15:42:30","","LACO","INSTALL","U65","MP","CORIOLIS","","","","",""]
["",264.69,76.92,"","2007-12-28T12:41:14","","LACO","STD INSTALL","U100","LP","ORIFICE","","","","",""]
["",795.17,64.99,"","2007-12-28T12:41:14","","LACO","STD INSTALL","U100","LP","ROTARY","","","","",""]
["",88.37,91.09,"","2007-12-28T12:41:14","","LACO","STD INSTALL","U100","LP","TURBINE","","","","",""]
["",91.95,20.08,"","2007-12-28T12:41:14","","LACO","STD INSTALL","U100","LP","ULTRASONIC","","","","",""]
["",980.68,11.47,"","2007-12-28T12:41:14","","LACO","STD INSTALL","U100","MP","CORIOLIS","","","","",""]
["",81.91,14.85,"","2007-12-28T12:41:14","","LACO","STD INSTALL","U100","MP","DIAPHRAGM","","","","",""]
["",{"v":344,"d":"344.00"},52.76,"","2007-12-28T12:41:14","","LACO","STD INSTALL","U100","MP","ORIFICE","","","","",""]
["",255.67,43.48,"","2007-12-28T12:41:14","","LACO","STD INSTALL","U100","MP","ROTARY","","","","",""]
["",{"v":478.1,"d":"478.10"},39.77,"","2007-12-28T12:41:14","","LACO","STD INSTALL","U100","MP","TURBINE","","","","",""]
["",81.53,98.73,"","2007-12-28T12:41:14","","LACO","STD INSTALL","U100","MP","ULTRASONIC","","","","",""]
["",667.33,10.79,"","2007-12-28T12:41:14","","LACO","STD INSTALL","U160","HP","CORIOLIS","","","","",""]
["",348.26,73.11,"","2007-12-28T12:41:14","","LACO","STD INSTALL","U160","HP","DIAPHRAGM","","","","",""]
["",511.31,92.58,"","2007-12-28T12:41:14","","LACO","STD INSTALL","U160","HP","ORIFICE","","","","",""]
["",208.17,51.54,"","2007-12-28T12:41:14","","LACO","STD INSTALL","U160","HP","ROTARY","","","","",""]
["",22.31,74.11,"","2007-12-28T12:41:14","","LACO","STD INSTALL","U160","HP","TURBINE","","","","",""]
["",438.11,55.43,"","2007-12-28T12:41:14","","LACO","STD INSTALL","U160","HP","ULTRASONIC","","","","",""]
["",{"v":154.8,"d":"154.80"},65.11,"","2007-12-28T12:41:14","","LACO","STD INSTALL","U160","IP","CORIOLIS","","","","",""]
["",125.21,42.38,"","2007-12-28T12:41:14","","LACO","STD INSTALL","U160","IP","DIAPHRAGM","","","","",""]
["",930.57,84.94,"","2007-12-28T12:41:14","","LACO","STD INSTALL","U160","IP","ORIFICE","","","","",""]
["",884.31,35.94,"","2007-12-28T12:41:14","","LACO","STD INSTALL","U160","IP","ROTARY","","","","",""]
["",320.64,{"v":28.4,"d":"28.40"},"","2007-12-28T12:41:14","","LACO","STD INSTALL","U160","IP","TURBINE","","","","",""]
["",191.99,55.04,"","2007-12-28T12:41:14","","LACO","STD INSTALL","U160","IP","ULTRASONIC","","","","",""]
["",70.09,23.48,"","2007-12-28T12:41:14","","LACO","STD INSTALL","U160","LP","CORIOLIS","","","","",""]
["",74.21,96.75,"","2007-12-28T12:41:14","","LACO","STD INSTALL","U160","LP","DIAPHRAGM","","","","",""]
["",824.94,69.02,"","2007-12-28T12:41:14","","LACO","STD INSTALL","U160","LP","ORIFICE","","","","",""]
["",822.31,98.78,"","2007-12-28T12:41:14","","LACO","STD INSTALL","U160","LP","ROTARY","","","","",""]
["",271.69,0.63,"","2007-12-28T12:41:14","","LACO","STD INSTALL","U160","LP","TURBINE","","","","",""]
["",{"v":695,"d":"695.00"},12.92,"","2007-12-28T12:41:14","","LACO","STD INSTALL","U160","LP","ULTRASONIC","","","","",""]
["",165.29,{"v":77.6,"d":"77.60"},"","2007-12-28T12:41:14","","LACO","STD INSTALL","U160","MP","CORIOLIS","","","","",""]
["",651.92,0.33,"","2007-12-28T12:41:14","","LACO","STD INSTALL","U160","MP","DIAPHRAGM","","","","",""]
["",755.11,11.07,"","2007-12-28T12:41:14","","LACO","STD INSTALL","U160","MP","ORIFICE","","","","",""]
["",765.87,53.01,"","2007-12-28T12:41:14","","LACO","STD INSTALL","U160","MP","ROTARY","","","","",""]
["",572.27,13.55,"","2007-12-28T12:41:14","","LACO","STD INSTALL","U160","MP","TURBINE","","","","",""]
["",377.01,20.71,"","2007-12-28T12:41:14","","LACO","STD INSTALL","U160","MP","ULTRASONIC","","","","",""]
["",794.16,27.46,"","2007-12-28T15:42:30","","LACO","INSTALL","U16","HP","CORIOLIS","","","","",""]
["",681.75,{"v":14,"d":"14.00"},"","2007-12-28T15:42:30","","LACO","INSTALL","U16","HP","DIAPHRAGM","","","","",""]
["",537.74,79.87,"","2007-12-28T15:42:30","","LACO","INSTALL","U16","HP","ORIFICE","","","","",""]
["",342.66,27.35,"","2007-12-28T15:42:30","","LACO","INSTALL","U16","HP","ROTARY","","","","",""]
["",698.62,73.74,"","2007-12-28T15:42:30","","LACO","INSTALL","U16","HP","TURBINE","","","","",""]
["",615.95,42.25,"","2007-12-28T15:42:30","","LACO","INSTALL","U16","HP","ULTRASONIC","","","","",""]
["",{"v":503.2,"d":"503.20"},33.62,"","2007-12-28T15:42:30","","LACO","INSTALL","U16","IP","CORIOLIS","","","","",""]
["",747.38,3.05,"","2007-12-28T15:42:30","","LACO","INSTALL","U16","IP","DIAPHRAGM","","","","",""]
["",683.54,{"v":29.4,"d":"29.40"},"","2007-12-28T15:42:30","","LACO","INSTALL","U16","IP","ORIFICE","","","","",""]
["",427.12,13.31,"","2007-12-28T15:42:30","","LACO","INSTALL","U16","IP","ROTARY","","","","",""]
["",427.17,32.01,"","2007-12-28T15:42:30","","LACO","INSTALL","U16","IP","TURBINE","","","","",""]
["",960.12,77.71,"","2007-12-28T15:42:30","","LACO","INSTALL","U16","IP","ULTRASONIC","","","","",""]
["",889.42,68.57,"","2007-12-28T15:42:30","","LACO","INSTALL","U16","LP","CORIOLIS","","","","",""]
["",419.53,65.02,"","2007-12-28T15:42:30","","LACO","INSTALL","U16","LP","DIAPHRAGM","","","","",""]
["",757.53,89.29,"","2007-12-28T15:42:30","","LACO","INSTALL","U16","LP","ORIFICE","","","","",""]
["",509.37,{"v":56.9,"d":"56.90"},"","2007-12-28T15:42:30","","LACO","INSTALL","U16","LP","ROTARY","","","","",""]
["",107.51,86.42,"","2007-12-28T15:42:30","","LACO","INSTALL","U16","LP","TURBINE","","","","",""]
["",{"v":488.9,"d":"488.90"},{"v":75.6,"d":"75.60"},"","2007-12-28T15:42:30","","LACO","INSTALL","U16","LP","ULTRASONIC","","","","",""]
["",261.28,36.27,"","2007-12-28T15:42:30","","LACO","INSTALL","U16","MP","CORIOLIS","","","","",""]
["",743.75,{"v":16.5,"d":"16.50"},"","2007-12-28T15:42:30","","LACO","INSTALL","U16","MP","DIAPHRAGM","","","","",""]
["",{"v":551.7,"d":"551.70"},97.03,"","2007-12-28T15:42:30","","LACO","INSTALL","U16","MP","ORIFICE","","","","",""]
["",112.24,{"v":31.1,"d":"31.10"},"","2007-12-28T15:42:30","","LACO","INSTALL","U16","MP","ROTARY","","","","",""]
["",33.84,66.85,"","2007-12-28T15:42:30","","LACO","INSTALL","U16","MP","TURBINE","","","","",""]
["",404.67,39.93,"","2007-12-28T15:42:30","","LACO","INSTALL","U16","MP","ULTRASONIC","","","","",""]
["",663.18,43.86,"","2007-12-28T15:42:30","","LACO","INSTALL","U25","HP","CORIOLIS","","","","",""]
["",455.58,{"v":19.3,"d":"19.30"},"","2007-12-28T15:42:30","","LACO","INSTALL","U25","HP","DIAPHRAGM","","","","",""]
["",984.25,99.94,"","2007-12-28T15:42:30","","LACO","INSTALL","U25","HP","ORIFICE","","","","",""]
["NETW01",1148.72,805.96,94.97,"2007-12-01","","MOCO","","","","","ASR400VV105A","","","",""]
["NETW01",1050.77,147.19,55.45,"2007-12-01","","MOCO","","","","","ASR250VV180A","","","",""]
["NETW01",1518.87,397.64,70.16,"2007-12-01","","MOCO","","","","","ASD40VV35A","","","",""]
["NETW01",1504.47,365.58,11.03,"2007-12-01","","MOCO","","","","","AR25D","","","",""]
["NETW01",1413.17,647.96,22.73,"2007-12-01","","MOCO","","","","","ASR200A","","","",""]
["NETW01",1811.42,650.62,18.32,"2007-12-01","","MOCO","","","","","ASR250VV180A","","","",""]
["NETW01",1073.36,136.51,20.74,"2007-12-01","","MOCO","","","","","ASR160VV105A","","","",""]
["NETW01",1489.79,841.36,{"v":32.4,"d":"32.40"},"2007-12-01","","MOCO","","","","","ASD16VV180A","","","",""]
["NETW01",1204.91,319.05,52.01,"2007-12-01","","MOCO","","","","","ASD100VV35","","","",""]
["NETW01",1839.75,651.28,26.67,"2007-12-01","","MOCO","","","","","AR40D","","","",""]
["NETW01",1175.75,232.99,10.77,"2007-12-01","","MOCO","","","","","AR538D","","","",""]
["NETW01",{"v":1839.1,"d":"1839.10"},263.46,42.31,"2007-12-01","","MOCO","","","","","ARILHH65A","","","",""]
["NETW01",{"v":1387.3,"d":"1387.30"},342.31,44.24,"2007-12-01","","MOCO","","","","","ARCMHH100A","","","",""]
["NETW01",1972.61,680.49,12.12,"2007-12-01","","MOCO","","","","","AR130D","","","",""]
["NETW01",1842.09,421.12,38.34,"2007-12-01","","MOCO","","","","","ASD16A","","","",""]
["NETW01",1470.53,{"v":188.6,"d":"188.60"},11.68,"2007-12-01","","MOCO","","","","","ASD65VV105A","","","",""]
["NETW01",1494.37,842.11,22.35,"2007-12-01","","MOCO","","","","","ASR400A","","","",""]
["NETW01",1527.35,428.84,44.91,"2007-12-01","","MOCO","","","","","ASR1000A","","","",""]
["NETW01",1109.62,430.73,34.39,"2007-12-01","","MOCO","","","","","ASR1600D","","","",""]
["NETW01",1857.55,648.45,14.54,"2007-12-01","","MOCO","","","","","ASR200VV180A","","","",""]
["NETW01",1664.77,671.33,60.37,"2007-12-01","","MOCO","","","","","ARCMHH160A","","","",""]
["NETW01",1594.17,393.43,57.11,"2007-12-01","","MOCO","","","","","ASR300A","","","",""]
["NETW01",1759.01,407.33,97.48,"2007-12-01","","MOCO","","","","","ARCMHH250A","","","",""]
["NETW01",1353.53,102.23,66.85,"2007-12-01","","MOCO","","","","","ASR1000A","","","",""]
["NETW01",1595.54,213.95,16.32,"2007-12-01","","MOCO","","","","","ASD40VV35A","","","",""]
["NETW01",1012.15,720.58,29.35,"2007-12-01","","MOCO","","","","","ASR400VV180A","","","",""]
["NETW01",1203.61,262.31,45.48,"2007-12-01","","MOCO","","","","","ARILHH400A","","","",""]
["NETW01",1557.01,482.28,24.82,"2007-12-01","","MOCO","","","","","ASD25VV65A","","","",""]
["NETW01",1610.78,822.84,41.84,"2007-12-01","","MOCO","","","","","ARCMHH65A","","","",""]
["NETW01",1676.44,{"v":653.6,"d":"653.60"},30.54,"2007-12-01","","MOCO","","","","","ASR160D","","","",""]
["NETW01",1979.24,124.19,20.91,"2007-12-01","","MOCO","","","","","ASD65VV65A","","","",""]
["NETW01",1013.82,213.18,21.31,"2007-12-01","","MOCO","","","","","ASR25VV65A","","","",""]
["NETW01",1521.56,{"v":209,"d":"209.00"},79.97,"2007-12-01","","MOCO","","","","","ASR25VV65A","","","",""]
["NETW01",{"v":1179.8,"d":"1179.80"},{"v":789.1,"d":"789.10"},79.98,"2007-12-01","","MOCO","","","","","ASR300VV65A","","","",""]
["NETW01",1095.79,{"v":959.2,"d":"959.20"},95.57,"2007-12-01","","MOCO","","","","","ASR250A","","","",""]
["NETW01",1501.11,539.21,44.23,"2007-12-01","","MOCO","","","","","ASD100VV35","","","",""]
["NETW01",{"v":1705.2,"d":"1705.20"},898.49,55.49,"2007-12-01","","MOCO","","","","","ASR450D","","","",""]
["NETW01",1920.07,137.05,80.75,"2007-12-01","","MOCO","","","","","ASD160VV105A","","","",""]
["NETW01",1427.76,672.87,56.54,"2007-12-01","","MOCO","","","","","ASR250VV105A","","","",""]
["NETW01",1201.15,715.85,34.46,"2007-12-01","","MOCO","","","","","ASD16VV65A","","","",""]
["NETW01",1448.66,148.03,90.14,"2007-12-25","","MOCO","","","","","ARCMHH160A","","","",""]
["NETW01",{"v":1388.2,"d":"1388.20"},196.28,70.02,"2007-12-18","","MOCO","","","","","ASR250VV180A","","","",""]
["NETW01",1865.98,911.55,19.35,"2007-12-07","","MOCO","","","","","ASR1000VV180A","","","",""]
["NETW01",1804.01,342.15,20.72,"2007-12-13","","MOCO","","","","","ARCMVH250A","","","",""]
["NETW01",1339.53,907.32,61.37,"2007-12-18","","MOCO","","","","","ASR200VV65A","","","",""]
["NETW01",1140.95,{"v":274.6,"d":"274.60"},18.77,"2007-12-29","","MOCO","","","","","ASR40VV270A","","","",""]
["NETW01",1348.34,247.18,30.75,"2007-12-11","","MOCO","","","","","ASR40VV180A","","","",""]
["NETW01",1602.54,144.74,79.04,"2007-12-30","","MOCO","","","","","ASR1000VV270A","","","",""]
["NETW01",1046.69,170.49,62.19,"2007-12-27","","MOCO","","","","","ASR100VV65A","","","",""]
["NETW01",1102.28,732.97,71.97,"2007-12-26","","MOCO","","","","","ARCMVV160A","","","",""]
["NETW01",{"v":1137.1,"d":"1137.10"},620.78,21.13,"2007-12-14","","MOCO","","","","","ASR1000VV270A","","","",""]
["NETW01",1546.35,160.67,95.44,"2007-12-14","","MOCO","","","","","ASR40VV180A","","","",""]
["NETW01",1560.23,537.13,89.98,"2007-12-10","","MOCO","","","","","ASR25A","","","",""]
["NETW01",1813.77,631.99,48.68,"2007-12-27","","MOCO","","","","","ASR200A","","","",""]
["NETW01",1159.88,757.24,61.82,"2007-12-24","","MOCO","","","","","ASR40VV270A","","","",""]
["NETW01",1781.01,424.98,75.78,"2007-12-01","","MOCO","","","","","ASR400VV65A","","","",""]
["NETW01",1005.89,585.06,53.14,"2007-12-01","","MOCO","","","","","ASR160VV105A","","","",""]
["NETW01",1092.58,965.97,94.62,"2007-12-01","","MOCO","","","","","ASR160A","","","",""]
["NETW01",1535.58,118.09,74.95,"2007-12-01","","MOCO","","","","","ASR160A","","","",""]
["NETW01",{"v":1144.4,"d":"1144.40"},896.09,17.83,"2007-12-01","","MOCO","","","","","ARCMVV160A","","","",""]
["NETW01",1132.84,184.47,16.96,"2007-12-01","","MOCO","","","","","ASR40D","","","",""]
["NETW01",1163.85,689.97,35.64,"2007-12-01","","MOCO","","","","","ARCMVH100A","","","",""]
["NETW01",{"v":1050.3,"d":"1050.30"},998.43,29.22,"2007-12-01","","MOCO","","","","","ARILHH250A","","","",""]
["NETW01",1220.56,274.68,29.61,"2007-12-01","","MOCO","","","","","ASR450D","","","",""]
["NETW01",{"v":1202.1,"d":"1202.10"},342.45,22.75,"2007-12-01","","MOCO","","","","","ASD65VV270A","","","",""]
["NETW01",1925.08,535.61,17.03,"2007-12-01","","MOCO","","","","","ASR40VV180A","","","",""]
["NETW01",1379.66,195.68,87.65,"2007-12-01","","MOCO","","","","","ASR100VV270A","","","",""]
["NETW01",1580.93,594.03,35.33,"2007-12-01","","MOCO","","","","","ASR160VV65A","","","",""]
["NETW01",1443.66,942.36,50.03,"2007-12-01","","MOCO","","","","","AR25D","","","",""]
["NETW01",1006.24,723.15,12.32,"2007-12-01","","MOCO","","","","","ASR1000VV180A","","","",""]
["NETW01",1664.54,816.24,85.77,"2007-12-01","","MOCO","","","","","ASD16VV65A","","","",""]
["NETW01",1694.21,299.41,40.14,"2007-12-01","","MOCO","","","","","ASD65VV35A","","","",""]
["NETW01",1428.88,970.25,{"v":13,"d":"13.00"},"2007-12-01","","MOCO","","","","","ASD16VV270A","","","",""]
["NETW01",1452.83,699.22,65.26,"2007-12-01","","MOCO","","","","","ASR400VV270A","","","",""]
["NETW01",1283.61,{"v":566.9,"d":"566.90"},82.74,"2007-12-01","","MOCO","","","","","ASR650VV105A","","","",""]
["NETW01",1531.21,535.98,27.57,"2007-12-01","","MOCO","","","","","ASR1000VV65A","","","",""]
["NETW01",1627.48,216.39,53.38,"2007-12-01","","MOCO","","","","","ARILHH650A","","","",""]
["NETW01",{"v":1238.4,"d":"1238.40"},861.37,62.32,"2007-12-01","","MOCO","","","","","ASD160VV270A","","","",""]
["NETW01",1196.01,610.82,12.35,"2007-12-01","","MOCO","","","","","ASR250VV180A","","","",""]
["NETW01",1560.43,744.42,92.67,"2007-12-01","","MOCO","","","","","AR229D","","","",""]
["NETW01",1553.87,850.39,67.59,"2007-12-01","","MOCO","","","","","ASR300VV180A","","","",""]
["NETW01",1623.66,723.33,63.85,"2007-12-01","","MOCO","","","","","ASD160VV65A","","","",""]
["NETW01",1233.65,533.47,96.76,"2007-12-01","","MOCO","","","","","ASR25VV35A","","","",""]
["NETW01",1961.05,404.31,44.27,"2007-12-01","","MOCO","","","","","ASR250VV65A","","","",""]
["NETW01",1578.24,368.36,48.81,"2007-12-01","","MOCO","","","","","ASR1000VV35A","","","",""]
["NETW01",1590.84,429.41,44.23,"2007-12-01","","MOCO","","","","","ASR250VV105A","","","",""]
["NETW01",1174.09,906.09,63.61,"2007-12-01","","MOCO","","","","","ASR25VV180A","","","",""]
["NETW01",{"v":1706.1,"d":"1706.10"},{"v":554.2,"d":"554.20"},90.89,"2007-12-01","","MOCO","","","","","ARCMHH250A","","","",""]
["NETW01",1216.87,217.13,85.38,"2007-12-01","","MOCO","","","","","ASR200VV65A","","","",""]
["NETW01",1649.91,787.79,53.76,"2007-12-01","","MOCO","","","","","ASR300A","","","",""]
["NETW01",1853.12,979.45,86.74,"2007-12-01","","MOCO","","","","","ASR40VV270A","","","",""]
["NETW01",1377.03,410.02,69.77,"2007-12-01","","MOCO","","","","","ASD16VV105A","","","",""]
["NETW01",1152.08,848.76,26.68,"2007-12-01","","MOCO","","","","","ARCMVH200A","","","",""]
["NETW01",1411.33,930.49,46.35,"2007-12-01","","MOCO","","","","","ASD160VV180A","","","",""]
["NETW01",1705.13,333.54,26.67,"2007-12-01","","MOCO","","","","","ASR40D","","","",""]
["NETW01",1293.67,427.29,78.74,"2007-12-01","","MOCO","","","","","ASR40A","","","",""]
["NETW01",1716.02,327.32,83.02,"2007-12-01","","MOCO","","","","","ARILHH250A","","","",""]
["NETW01",1899.25,759.14,28.23,"2007-12-01","","MOCO","","","","","ASR450D","","","",""]
["NETW01",1816.32,730.78,{"v":77.5,"d":"77.50"},"2007-12-01","","MOCO","","","","","ASR300VV105A","","","",""]
["NETW01",1707.83,398.97,59.02,"2007-12-01","","MOCO","","","","","ASD160VV35A","","","",""]
["NETW01",1856.68,393.64,99.98,"2007-12-01","","MOCO","","","","","ASR250VV65A","","","",""]
["NETW01",1296.57,637.06,89.02,"2007-12-01","","MOCO","","","","","ASR300VV105A","","","",""]
["NETW01",{"v":1124.5,"d":"1124.50"},174.69,37.91,"2007-12-01","","MOCO","","","","","ASR300VV105A","","","",""]
["NETW01",1950.78,{"v":969.3,"d":"969.30"},{"v":47.5,"d":"47.50"},"2007-12-01","","MOCO","","","","","ASR400VV180A","","","",""]
["NETW01",1719.82,894.98,86.95,"2007-12-01","","MOCO","","","","","ASD16VV105A","","","",""]
["NETW01",1669.54,823.01,82.63,"2007-12-01","","MOCO","","","","","ARILHH300A","","","",""]
["NETW01",1066.35,293.08,80.84,"2007-12-01","","MOCO","","","","","ARCMVH300A","","","",""]
["NETW01",1898.12,667.04,91.26,"2007-12-01","","MOCO","","","","","AR130D","","","",""]
["NETW01",1712.75,{"v":977.7,"d":"977.70"},23.63,"2007-12-01","","MOCO","","","","","ASD65A","","","",""]
["NETW01",1088.79,132.76,26.91,"2007-12-01","","MOCO","","","","","ASR100VV105A","","","",""]
["NETW01",1321.57,699.17,79.28,"2007-12-01","","MOCO","","","","","ASD40VV65A","","","",""]
["NETW01",1696.35,297.78,66.66,"2007-12-01","","MOCO","","","","","ASR650VV35A","","","",""]
["NETW01",1249.57,746.45,69.06,"2007-12-01","","MOCO","","","","","ARCMVV25A","","","",""]
["NETW01",1615.78,527.81,69.02,"2007-12-01","","MOCO","","","","","ARILHH400A","","","",""]
["NETW01",1747.21,100.22,75.29,"2007-12-01","","MOCO","","","","","ASD100Vv105A","","","",""]
["NETW01",1064.34,{"v":689.9,"d":"689.90"},40.12,"2007-12-01","","MOCO","","","","","ARCMHH100A","","","",""]
["NETW01",1269.25,315.94,66.35,"2007-12-01","","MOCO","","","","","ASD40VV35A","","","",""]
["NETW01",1043.08,143.63,94.79,"2007-12-01","","MOCO","","","","","ASD40A","","","",""]
["NETW01",1534.82,174.06,{"v":45.7,"d":"45.70"},"2007-12-01","","MOCO","","","","","ASR1600D","","","",""]
["NETW01",1131.61,521.68,{"v":88.6,"d":"88.60"},"2007-12-01","","MOCO","","","","","ASR650VV180A","","","",""]
["NETW01",{"v":1462.8,"d":"1462.80"},270.24,64.87,"2007-12-01","","MOCO","","","","","ASR160VV65A","","","",""]
["NETW01",1025.44,197.27,22.27,"2007-12-01","","MOCO","","","","","ASR160VV65A","","","",""]
["NETW01",1298.86,586.28,13.37,"2007-12-01","","MOCO","","","","","AR708D","","","",""]
["NETW01",1271.72,975.99,83.34,"2007-12-01","","MOCO","","","","","ASD160VV105A","","","",""]
["NETW01",1123.36,491.16,77.45,"2007-12-01","","MOCO","","","","","ASR160D","","","",""]
["NETW01",1963.18,672.04,87.78,"2007-12-01","","MOCO","","","","","ASD16VV270A","","","",""]
["NETW01",1395.19,792.44,46.89,"2007-12-01","","MOCO","","","","","ARILHH650A","","","",""]
["NETW01",1351.04,310.11,73.03,"2007-12-01","","MOCO","","","","","ASD160VV65A","","","",""]
["NETW02",1330.03,572.23,30.97,"2007-12-01","","MOCO","","","","","ARCMVV300A","","","",""]
["NETW02",1066.61,994.28,58.29,"2007-12-01","","MOCO","","","","","ASR25VV180A","","","",""]
["NETW02",1489.39,611.03,10.74,"2007-12-01","","MOCO","","","","","ASR1000VV105A","","","",""]
["NETW02",1545.62,827.64,62.28,"2007-12-01","","MOCO","","","","","ASR400VV105A","","","",""]
["NETW02",1754.08,822.93,45.72,"2007-12-01","","MOCO","","","","","ARCMVV65A","","","",""]
["NETW02",1966.52,997.34,71.31,"2007-12-01","","MOCO","","","","","ARCMHH160A","","","",""]
["NETW02",{"v":1405.5,"d":"1405.50"},228.64,12.77,"2007-12-01","","MOCO","","","","","ASR400VV270A","","","",""]
["NETW02",1363.06,114.89,85.51,"2007-12-01","","MOCO","","","","","ARCMHH200A","","","",""]
["NETW02",{"v":1272.2,"d":"1272.20"},116.83,{"v":26.6,"d":"26.60"},"2007-12-01","","MOCO","","","","","ASD160VV35A","","","",""]
["NETW02",1085.38,239.19,73.42,"2007-12-01","","MOCO","","","","","ASR1075D","","","",""]
["NETW02",1527.44,863.98,44.35,"2007-12-01","","MOCO","","","","","ASD65VV180A","","","",""]
["NETW02",1243.67,102.51,78.45,"2007-12-01","","MOCO","","","","","ARCMVH300A","","","",""]
["NETW02",1695.17,753.78,80.77,"2007-12-01","","MOCO","","","","","ASD160VV180A","","","",""]
["NETW02",{"v":1869.1,"d":"1869.10"},872.77,63.22,"2007-12-01","","MOCO","","","","","ASR100D","","","",""]
["NETW02",{"v":1964.9,"d":"1964.90"},790.94,15.75,"2007-12-01","","MOCO","","","","","ASR300VV270A","","","",""]
["NETW02",1293.41,534.98,60.14,"2007-12-01","","MOCO","","","","","ASD16VV270A","","","",""]
["NETW02",1800.36,547.94,{"v":22,"d":"22.00"},"2007-12-01","","MOCO","","","","","ASD16VV270A","","","",""]
["NETW02",1557.45,538.87,72.38,"2007-12-01","","MOCO","","","","","ARILHH160A","","","",""]
["NETW02",{"v":1222.6,"d":"1222.60"},200.64,14.56,"2007-12-01","","MOCO","","","","","ASR25VV270A","","","",""]
["NETW02",1201.66,838.95,23.96,"2007-12-01","","MOCO","","","","","ASR65D","","","",""]
["NETW02",1397.55,241.93,45.76,"2007-12-01","","MOCO","","","","","ASR1000VV180A","","","",""]
["NETW02",1266.98,367.69,41.65,"2007-12-01","","MOCO","","","","","ASR40VV65A","","","",""]
["NETW02",1148.01,128.66,70.21,"2007-12-01","","MOCO","","","","","ASD25VV270A","","","",""]
["NETW02",1150.68,968.71,37.99,"2007-12-01","","MOCO","","","","","ASR65D","","","",""]
["NETW02",1363.03,383.28,22.86,"2007-12-01","","MOCO","","","","","ASR100VV180A","","","",""]
["NETW02",1053.12,{"v":401.6,"d":"401.60"},45.92,"2007-12-01","","MOCO","","","","","ARCMHH200A","","","",""]
["NETW02",1890.54,473.44,84.57,"2007-12-01","","MOCO","","","","","ASR1000VV65A","","","",""]
["NETW02",1937.68,469.02,97.36,"2007-12-01","","MOCO","","","","","ARCMHH200A","","","",""]
["NETW02",1196.06,{"v":587.5,"d":"587.50"},66.31,"2007-12-01","","MOCO","","","","","ASR160VV180A","","","",""]
["NETW02",1654.33,{"v":932.6,"d":"932.60"},54.87,"2007-12-01","","MOCO","","","","","ASR100VV180A","","","",""]
["NETW02",1740.18,968.77,82.83,"2007-12-01","","MOCO","","","","","ASR300VV65A","","","",""]
["NETW02",{"v":1006.1,"d":"1006.10"},588.69,51.21,"2007-12-01","","MOCO","","","","","ARCMVV40A","","","",""]
["NETW02",1683.45,345.22,78.29,"2007-12-01","","MOCO","","","","","AR10265H","","","",""]
["NETW02",1561.35,{"v":410,"d":"410.00"},37.24,"2007-12-01","","MOCO","","","","","ASR160VV270A","","","",""]
["NETW02",1309.42,105.16,88.76,"2007-12-01","","MOCO","","","","","AR130D","","","",""]
["NETW02",1181.43,196.86,39.43,"2007-12-01","","MOCO","","","","","AR10265H","","","",""]
["NETW02",1292.33,869.96,{"v":18.8,"d":"18.80"},"2007-12-01","","MOCO","","","","","ASD65VV65A","","","",""]
["NETW02",1149.54,791.88,62.45,"2007-12-01","","MOCO","","","","","AR708D","","","",""]
["NETW02",1415.97,{"v":986,"d":"986.00"},{"v":14.4,"d":"14.40"},"2007-12-01","","MOCO","","","","","ARILHH100A","","","",""]
["NETW02",1683.22,913.62,57.97,"2007-12-01","","MOCO","","","","","ARILHH100A","","","",""]
["NETW02",1553.99,893.15,59.14,"2007-12-01","","MOCO","","","","","ASR25VV35A","","","",""]
["NETW02",1410.96,986.25,80.92,"2007-12-01","","MOCO","","","","","ASD16VV270A","","","",""]
["NETW02",1634.39,836.41,{"v":45.9,"d":"45.90"},"2007-12-01","","MOCO","","","","","ASD160VV180A","","","",""]
["NETW02",{"v":1032.8,"d":"1032.80"},{"v":241,"d":"241.00"},17.26,"2007-12-01","","MOCO","","","","","AR25D","","","",""]
["NETW02",{"v":1328.5,"d":"1328.50"},254.41,64.24,"2007-12-01","","MOCO","","","","","ASR650VV270A","","","",""]
["NETW02",1826.84,904.21,14.98,"2007-12-01","","MOCO","","","","","ARCMVV160A","","","",""]
["NETW02",1775.63,638.28,{"v":11.2,"d":"11.20"},"2007-12-01","","MOCO","","","","","ASR650D","","","",""]
["NETW02",1220.19,449.87,85.98,"2007-12-01","","MOCO","","","","","ASD65VV180A","","","",""]
["NETW02",1913.52,479.88,{"v":41.4,"d":"41.40"},"2007-12-01","","MOCO","","","","","ASD65VV270A","","","",""]
["NETW02",1570.48,976.55,10.06,"2007-12-01","","MOCO","","","","","ASR160VV270A","","","",""]
["NETW02",1581.57,134.34,62.76,"2007-12-01","","MOCO","","","","","ASD100VV35","","","",""]
["NETW02",1730.54,{"v":336.4,"d":"336.40"},16.43,"2007-12-01","","MOCO","","","","","ARCMHH200A","","","",""]
["NETW02",1404.15,{"v":371.5,"d":"371.50"},{"v":41,"d":"41.00"},"2007-12-01","","MOCO","","","","","ASD65VV180A","","","",""]
["NETW02",1083.06,491.98,92.97,"2007-12-01","","MOCO","","","","","ARCMVH65A","","","",""]
["NETW02",{"v":1861,"d":"1861.00"},696.52,78.85,"2007-12-01","","MOCO","","","","","ARCMVV200A","","","",""]
["NETW02",1226.57,570.77,86.89,"2007-12-01","","MOCO","","","","","ASR160D","","","",""]
["NETW02",1731.82,423.86,21.27,"2007-12-01","","MOCO","","","","","AR10265H","","","",""]
["NETW02",1476.38,665.91,73.33,"2007-12-01","","MOCO","","","","","ARCMVV160A","","","",""]
["NETW02",1074.35,832.26,80.38,"2007-12-01","","MOCO","","","","","ASR300VV270A","","","",""]
["NETW02",1114.37,177.75,81.98,"2007-12-01","","MOCO","","","","","ASR40D","","","",""]
["NETW02",1904.55,285.04,72.01,"2007-12-01","","MOCO","","","","","ASD16VV65A","","","",""]
["NETW02",1360.24,465.09,46.31,"2007-12-01","","MOCO","","","","","ASD40VV65A","","","",""]
["NETW02",1688.15,936.68,99.83,"2007-12-01","","MOCO","","","","","ASD65VV270A","","","",""]
["NETW02",1641.23,110.58,88.66,"2007-12-01","","MOCO","","","","","ASD100Vv180A","","","",""]
["NETW02",1839.43,482.41,36.05,"2007-12-01","","MOCO","","","","","ASR200VV105A","","","",""]
["NETW02",1255.73,911.76,51.75,"2007-12-01","","MOCO","","","","","ASR40VV65A","","","",""]
["NETW02",1841.32,608.63,42.92,"2007-12-01","","MOCO","","","","","ASR300VV270A","","","",""]
["NETW02",{"v":123,"d":"123.00"},{"v":2,"d":"2.00"},"","2000-01-01","","MOCO","","","","","AR10265H","","","",""]
["NETW02",{"v":256,"d":"256.00"},{"v":12,"d":"12.00"},"","2001-01-01","","MOCO","","","","","AR10265H","","","",""]
["NETW02",1506.09,587.36,89.38,"2007-12-01","","MOCO","","","","","ASR100VV270A","","","",""]
["NETW02",1202.42,441.28,85.38,"2007-12-01","","MOCO","","","","","ASR160VV180A","","","",""]
["NETW02",1183.68,729.73,{"v":86.8,"d":"86.80"},"2007-12-01","","MOCO","","","","","ASR1000VV65A","","","",""]
["NETW02",1889.18,217.91,96.71,"2007-12-01","","MOCO","","","","","ASR1075D","","","",""]
["NETW02",{"v":1239.1,"d":"1239.10"},887.01,28.66,"2007-12-01","","MOCO","","","","","ASR650A","","","",""]
["NETW02",1298.74,909.89,31.14,"2007-12-01","","MOCO","","","","","ASR100VV270A","","","",""]
["NETW02",1241.14,217.29,94.14,"2007-12-01","","MOCO","","","","","ASD65VV105A","","","",""]
["NETW02",1653.72,444.77,59.77,"2007-12-01","","MOCO","","","","","ASD25VV35A","","","",""]
["NETW02",1618.69,935.79,24.56,"2007-12-01","","MOCO","","","","","ASR650VV35A","","","",""]
["NETW02",{"v":1371.5,"d":"1371.50"},241.59,{"v":33.1,"d":"33.10"},"2007-12-01","","MOCO","","","","","ASR1000VV35A","","","",""]
["NETW02",{"v":1320,"d":"1320.00"},493.74,35.65,"2007-12-01","","MOCO","","","","","ASR1000VV180A","","","",""]
["NETW02",1950.65,752.25,56.64,"2007-12-01","","MOCO","","","","","ASR160A","","","",""]
["NETW02",1444.61,983.44,29.08,"2007-12-01","","MOCO","","","","","ASR200VV270A","","","",""]
["NETW02",1050.76,{"v":171,"d":"171.00"},{"v":88.2,"d":"88.20"},"2007-12-01","","MOCO","","","","","ASD25VV180A","","","",""]
["NETW02",{"v":1450.5,"d":"1450.50"},547.29,72.38,"2007-12-01","","MOCO","","","","","ASR400VV65A","","","",""]
["NETW02",1675.02,225.06,84.24,"2007-12-01","","MOCO","","","","","ASR300VV105A","","","",""]
["NETW02",1723.76,853.75,37.04,"2007-12-01","","MOCO","","","","","ARILHH200A","","","",""]
["NETW02",1242.35,440.08,36.82,"2007-12-01","","MOCO","","","","","ASR400VV180A","","","",""]
["NETW02",1263.08,548.42,90.59,"2007-12-01","","MOCO","","","","","ASR400VV270A","","","",""]
["NETW02",{"v":1769.1,"d":"1769.10"},259.74,85.03,"2007-12-01","","MOCO","","","","","ASR100A","","","",""]
["NETW02",1246.31,844.21,29.95,"2007-12-01","","MOCO","","","","","ARCMVV25A","","","",""]
["NETW02",1593.12,769.34,58.99,"2007-12-01","","MOCO","","","","","ASD40VV35A","","","",""]
["NETW02",1847.39,998.09,{"v":81,"d":"81.00"},"2007-12-01","","MOCO","","","","","ASR65D","","","",""]
["NETW02",1900.68,883.73,49.86,"2007-12-01","","MOCO","","","","","ARILHH160A","","","",""]
["NETW02",1754.44,636.16,39.56,"2007-12-01","","MOCO","","","","","AR50D","","","",""]
["NETW02",1197.16,918.93,44.43,"2007-12-01","","MOCO","","","","","ASR25A","","","",""]
["NETW02",1473.07,340.02,25.95,"2007-12-01","","MOCO","","","","","ARCMVV65A","","","",""]
["NETW02",1088.51,616.37,97.22,"2007-12-01","","MOCO","","","","","ASR1600D","","","",""]
["NETW02",1621.03,344.14,45.31,"2007-12-01","","MOCO","","","","","ASR650VV35A","","","",""]
["NETW02",1286.59,867.74,10.16,"2007-12-01","","MOCO","","","","","ASR200VV105A","","","",""]
["NETW02",1951.25,881.64,62.31,"2007-12-01","","MOCO","","","","","ASD16VV35A","","","",""]
["NETW02",1855.24,379.57,32.15,"2007-12-01","","MOCO","","","","","ASR400VV105A","","","",""]
["NETW02",1872.32,983.13,85.39,"2007-12-01","","MOCO","","","","","ASR450D","","","",""]
["NETW02",1439.35,708.92,29.93,"2007-12-01","","MOCO","","","","","ASR1000VV105A","","","",""]
["NETW02",1609.45,756.34,43.96,"2007-12-01","","MOCO","","","","","ASD25VV270A","","","",""]
["NETW02",{"v":1693.6,"d":"1693.60"},435.85,93.19,"2007-12-01","","MOCO","","","","","ASR160VV180A","","","",""]
["NETW02",1275.95,267.43,98.93,"2007-12-01","","MOCO","","","","","ASD25A","","","",""]
["NETW02",1623.58,{"v":950.9,"d":"950.90"},33.51,"2007-12-01","","MOCO","","","","","ASR1000VV105A","","","",""]
["NETW02",1907.32,193.09,81.35,"2007-12-01","","MOCO","","","","","ASR200VV180A","","","",""]
["NETW02",1112.88,{"v":748.3,"d":"748.30"},77.62,"2007-12-01","","MOCO","","","","","ASR250A","","","",""]
["NETW02",1437.84,512.08,70.76,"2007-12-01","","MOCO","","","","","ASD25VV65A","","","",""]
["NETW02",1449.12,651.57,17.85,"2007-12-17","","MOCO","","","","","ARCMHH250A","","","",""]
["NETW02",1055.75,434.14,97.04,"2007-12-26","","MOCO","","","","","ASR160VV105A","","","",""]
["NETW02",1116.26,298.05,35.95,"2007-12-27","","MOCO","","","","","ASR250VV105A","","","",""]
["NETW02",1009.13,913.59,58.66,"2007-12-07","","MOCO","","","","","ASD16VV270A","","","",""]
["NETW02",1248.89,{"v":786.9,"d":"786.90"},88.32,"2007-12-10","","MOCO","","","","","ASR40A","","","",""]
["NETW02",1292.44,954.05,33.01,"2007-12-26","","MOCO","","","","","ASR25VV105A","","","",""]
["NETW02",1584.28,881.51,34.41,"2007-12-14","","MOCO","","","","","ASR160VV180A","","","",""]
["NETW02",1340.36,796.46,35.77,"2007-12-04","","MOCO","","","","","ASR1075D","","","",""]
["NETW02",1968.08,462.46,20.75,"2007-12-01","","MOCO","","","","","ASD16A","","","",""]
["NETW02",1627.69,126.97,48.67,"2007-12-01","","MOCO","","","","","ARCMVV300A","","","",""]
["NETW02",1473.71,490.11,38.13,"2007-12-01","","MOCO","","","","","ASR250VV180A","","","",""]
["NETW02",1712.94,439.01,46.39,"2007-12-01","","MOCO","","","","","ASD65A","","","",""]
["NETW02",1669.65,378.52,65.11,"2007-12-01","","MOCO","","","","","ASD25VV270A","","","",""]
["NETW02",1193.25,249.04,70.27,"2007-12-01","","MOCO","","","","","ASD16VV105A","","","",""]
["NETW02",1937.14,839.81,{"v":33.7,"d":"33.70"},"2007-12-01","","MOCO","","","","","ARCMVV250A","","","",""]
["NETW02",1991.52,{"v":961.9,"d":"961.90"},43.17,"2007-12-01","","MOCO","","","","","ASR25VV65A","","","",""]
["NETW02",1461.12,560.72,70.48,"2007-12-01","","MOCO","","","","","ASR300VV65A","","","",""]
["NETW02",1946.06,871.73,{"v":41.8,"d":"41.80"},"2007-12-01","","MOCO","","","","","AR10265H","","","",""]
["NETW02",1947.12,593.26,14.33,"2007-12-01","","MOCO","","","","","ASR250VV65A","","","",""]
["NETW02",1362.64,870.78,10.49,"2007-12-01","","MOCO","","","","","ASR650VV65A","","","",""]
["NETW03",1304.64,348.37,54.45,"2007-12-01","","MOCO","","","","","ARCMVH160A","","","",""]
["NETW03",1481.07,{"v":367.5,"d":"367.50"},44.42,"2007-12-01","","MOCO","","","","","ASR40VV35A","","","",""]
["NETW03",1094.04,759.38,23.78,"2007-12-01","","MOCO","","","","","ARILHH250A","","","",""]
["NETW03",1201.94,431.28,80.53,"2007-12-01","","MOCO","","","","","ASR65D","","","",""]
["NETW03",1970.04,180.71,19.47,"2007-12-01","","MOCO","","","","","ASD65VV35A","","","",""]
["NETW03",{"v":1639.3,"d":"1639.30"},226.09,14.43,"2007-12-01","","MOCO","","","","","ASR300VV270A","","","",""]
["NETW03",1400.92,588.96,36.29,"2007-12-01","","MOCO","","","","","ASR160D","","","",""]
["NETW03",1436.48,568.49,87.51,"2007-12-01","","MOCO","","","","","ASD16VV180A","","","",""]
["NETW03",1508.78,834.12,96.19,"2007-12-01","","MOCO","","","","","ASR1000A","","","",""]
["NETW03",1365.78,978.87,12.26,"2007-12-01","","MOCO","","","","","ASR25D","","","",""]
["NETW03",1032.37,787.38,{"v":59.8,"d":"59.80"},"2007-12-01","","MOCO","","","","","ARCMVH300A","","","",""]
["NETW03",1000.59,472.33,70.91,"2007-12-01","","MOCO","","","","","ARCMVH160A","","","",""]
["NETW03",1027.94,491.49,64.43,"2007-12-01","","MOCO","","","","","ARILHH160A","","","",""]
["NETW03",1714.69,545.47,51.14,"2007-12-01","","MOCO","","","","","ARCMHH200A","","","",""]
["NETW03",1816.98,{"v":658.6,"d":"658.60"},12.84,"2007-12-01","","MOCO","","","","","ASR300VV180A","","","",""]
["NETW03",1462.36,501.67,44.44,"2007-12-01","","MOCO","","","","","ASR1000VV65A","","","",""]
["NETW03",1438.88,771.32,99.06,"2007-12-01","","MOCO","","","","","ASR100D","","","",""]
["NETW03",1843.14,{"v":487.2,"d":"487.20"},54.55,"2007-12-01","","MOCO","","","","","ASR200A","","","",""]
["NETW03",1431.77,725.28,94.68,"2007-12-01","","MOCO","","","","","ASR160A","","","",""]
["NETW03",1053.16,639.39,73.52,"2007-12-01","","MOCO","","","","","ASR1000VV180A","","","",""]
["NETW03",1829.17,791.76,53.25,"2007-12-01","","MOCO","","","","","ASR200VV105A","","","",""]
["NETW03",1712.59,149.69,{"v":11.2,"d":"11.20"},"2007-12-01","","MOCO","","","","","ASD160A","","","",""]
["NETW03",1622.65,944.64,63.15,"2007-12-01","","MOCO","","","","","ASR400VV65A","","","",""]
["NETW03",1965.82,573.74,30.16,"2007-12-01","","MOCO","","","","","ASD100VV65A","","","",""]
["NETW03",1713.74,{"v":739.6,"d":"739.60"},91.14,"2007-12-01","","MOCO","","","","","AR1076D","","","",""]
["NETW03",1147.96,282.45,{"v":34.1,"d":"34.10"},"2007-12-01","","MOCO","","","","","ASD160VV270A","","","",""]
["NETW03",1880.09,921.44,28.53,"2007-12-01","","MOCO","","","","","ASR300VV65A","","","",""]
["NETW03",1457.17,775.22,38.48,"2007-12-01","","MOCO","","","","","ASR100VV180A","","","",""]
["NETW03",{"v":1172.6,"d":"1172.60"},{"v":637.4,"d":"637.40"},64.93,"2007-12-01","","MOCO","","","","","ARCMVV250A","","","",""]
["NETW03",1381.87,228.86,77.43,"2007-12-01","","MOCO","","","","","ASD160VV105A","","","",""]
["NETW03",1353.72,667.96,54.93,"2007-12-01","","MOCO","","","","","AR538D","","","",""]
["NETW03",1433.18,293.82,20.04,"2007-12-01","","MOCO","","","","","ASD100VV65A","","","",""]
["NETW03",1409.28,819.25,36.07,"2007-12-01","","MOCO","","","","","ARCMVV160A","","","",""]
["NETW03",1382.08,992.36,64.86,"2007-12-01","","MOCO","","","","","ARCMVV300A","","","",""]
["NETW03",{"v":1945.9,"d":"1945.90"},219.02,38.44,"2007-12-01","","MOCO","","","","","ASR250VV65A","","","",""]
["NETW03",1603.47,192.73,62.71,"2007-12-01","","MOCO","","","","","ASR200VV65A","","","",""]
["NETW03",1594.55,486.16,57.44,"2007-12-01","","MOCO","","","","","ASD100VV35","","","",""]
["NETW03",1311.69,584.73,49.74,"2007-12-01","","MOCO","","","","","ASD40A","","","",""]
["NETW03",1538.29,307.88,85.99,"2007-12-01","","MOCO","","","","","ASD25A","","","",""]
["NETW03",1704.22,232.57,46.05,"2007-12-01","","MOCO","","","","","ARCMHH250A","","","",""]
["NETW03",1122.63,595.88,45.03,"2007-12-01","","MOCO","","","","","ARCMVH100A","","","",""]
["NETW03",1435.86,449.77,79.75,"2007-12-01","","MOCO","","","","","ARCMVH100A","","","",""]
["NETW03",1174.78,958.06,15.83,"2007-12-01","","MOCO","","","","","ASR200VV180A","","","",""]
["NETW03",1741.92,902.53,71.77,"2007-12-31","","MOCO","","","","","ASR160A","","","",""]
["NETW03",1420.89,695.09,13.85,"2007-12-20","","MOCO","","","","","ASR1000VV35A","","","",""]
["NETW03",1957.92,410.79,82.68,"2007-12-26","","MOCO","","","","","ASD16VV270A","","","",""]
["NETW03",1928.97,946.78,53.53,"2007-12-03","","MOCO","","","","","AR708D","","","",""]
["NETW03",1954.56,859.59,12.26,"2007-12-23","","MOCO","","","","","ASR1600D","","","",""]
["NETW03",1513.16,702.94,47.29,"2007-12-09","","MOCO","","","","","ASD16VV65A","","","",""]
["NETW03",1800.34,834.09,79.53,"2007-12-28","","MOCO","","","","","ASR300VV180A","","","",""]
["NETW03",1001.69,177.76,23.24,"2007-12-31","","MOCO","","","","","ASD40A","","","",""]
["NETW03",{"v":1959.6,"d":"1959.60"},378.65,45.64,"2007-12-31","","MOCO","","","","","ARCMHH100A","","","",""]
["NETW03",{"v":1840.8,"d":"1840.80"},903.91,71.87,"2007-12-09","","MOCO","","","","","ASD40VV270A","","","",""]
["NETW03",{"v":1571.5,"d":"1571.50"},{"v":539.1,"d":"539.10"},13.35,"2007-12-11","","MOCO","","","","","ASR100VV65A","","","",""]
["NETW03",1604.26,725.22,{"v":90.7,"d":"90.70"},"2007-12-16","","MOCO","","","","","ASR400VV65A","","","",""]
["NETW03",1111.58,291.68,34.65,"2007-12-01","","MOCO","","","","","ASR250A","","","",""]
["NETW03",{"v":1310.9,"d":"1310.90"},130.71,{"v":89.3,"d":"89.30"},"2007-12-01","","MOCO","","","","","ASR100D","","","",""]
["NETW03",1385.46,874.94,64.69,"2007-12-01","","MOCO","","","","","ASD40VV65A","","","",""]
["NETW03",1003.48,158.45,84.47,"2007-12-01","","MOCO","","","","","ASD160VV105A","","","",""]
["NETW03",1521.06,765.87,71.06,"2007-12-01","","MOCO","","","","","ASD16VV65A","","","",""]
["NETW03",1312.61,481.33,{"v":62,"d":"62.00"},"2007-12-01","","MOCO","","","","","ASR100VV65A","","","",""]
["NETW03",1144.64,925.73,18.25,"2007-12-01","","MOCO","","","","","ASR250VV65A","","","",""]
["NETW03",1689.42,886.69,92.74,"2007-12-01","","MOCO","","","","","ASR300VV65A","","","",""]
["NETW03",1481.51,372.45,35.36,"2007-12-01","","MOCO","","","","","ASR200VV105A","","","",""]
["NETW03",1416.39,850.66,79.91,"2007-12-01","","MOCO","","","","","ASR1000VV65A","","","",""]
["NETW03",1015.42,602.92,86.75,"2007-12-01","","MOCO","","","","","ASD100VV270A","","","",""]
["NETW03",1198.95,912.84,26.66,"2007-12-01","","MOCO","","","","","ASD100VV270A","","","",""]
["NETW03",1607.28,{"v":220.7,"d":"220.70"},43.01,"2007-12-01","","MOCO","","","","","ASR250VV270A","","","",""]
["NETW03",1205.58,636.14,63.64,"2007-12-01","","MOCO","","","","","ASD16VV180A","","","",""]
["NETW03",1068.71,265.58,47.16,"2007-12-01","","MOCO","","","","","ASR160VV65A","","","",""]
["NETW03",1695.45,431.86,86.42,"2007-12-01","","MOCO","","","","","ASR650VV65A","","","",""]
["NETW03",1925.54,785.52,22.99,"2007-12-01","","MOCO","","","","","ASR650VV105A","","","",""]
["NETW03",1040.21,444.65,90.55,"2007-12-01","","MOCO","","","","","ASD100Vv105A","","","",""]
["NETW03",1132.74,808.82,56.14,"2007-12-01","","MOCO","","","","","ASR40VV105A","","","",""]
["NETW03",{"v":1043.1,"d":"1043.10"},{"v":103.9,"d":"103.90"},47.59,"2007-12-01","","MOCO","","","","","ARILHH400A","","","",""]
["NETW03",1346.38,308.92,43.41,"2007-12-01","","MOCO","","","","","ASR650A","","","",""]
["NETW03",1262.78,605.53,35.98,"2007-12-01","","MOCO","","","","","AR229D","","","",""]
["NETW03",1568.69,623.34,78.86,"2007-12-01","","MOCO","","","","","ASD65VV35A","","","",""]
["NETW03",1701.91,909.59,25.43,"2007-12-01","","MOCO","","","","","ARCMVV40A","","","",""]
["NETW03",{"v":1315.4,"d":"1315.40"},622.66,61.05,"2007-12-01","","MOCO","","","","","ASD16VV270A","","","",""]
["NETW03",1221.78,585.27,43.91,"2007-12-01","","MOCO","","","","","ASR40A","","","",""]
["NETW03",1756.34,{"v":421.8,"d":"421.80"},86.91,"2007-12-01","","MOCO","","","","","ASD160VV270A","","","",""]
["NETW03",1123.35,400.91,27.38,"2007-12-01","","MOCO","","","","","ASR160VV65A","","","",""]
["NETW03",1469.73,992.31,45.97,"2007-12-01","","MOCO","","","","","ASD160VV180A","","","",""]
["NETW03",1797.23,337.32,60.99,"2007-12-01","","MOCO","","","","","ASR1000VV65A","","","",""]
["NETW03",{"v":1556.7,"d":"1556.70"},140.04,76.76,"2007-12-01","","MOCO","","","","","ASR650A","","","",""]
["NETW03",1844.63,877.36,22.19,"2007-12-01","","MOCO","","","","","ASR25VV65A","","","",""]
["NETW03",1910.39,803.75,84.45,"2007-12-01","","MOCO","","","","","ASR200VV105A","","","",""]
["NETW03",1299.58,617.77,68.49,"2007-12-01","","MOCO","","","","","ASD40VV35A","","","",""]
["NETW03",1742.86,202.47,14.83,"2007-12-01","","MOCO","","","","","ASR1000VV35A","","","",""]
["NETW03",1566.39,535.56,44.28,"2007-12-01","","MOCO","","","","","ARCMVV25A","","","",""]
["NETW03",1062.47,952.15,88.51,"2007-12-01","","MOCO","","","","","ASD16VV105A","","","",""]
["NETW03",1784.38,869.98,93.71,"2007-12-01","","MOCO","","","","","ASR200VV180A","","","",""]
["NETW03",1509.93,322.29,{"v":24.9,"d":"24.90"},"2007-12-01","","MOCO","","","","","ASR25VV180A","","","",""]
["NETW03",1136.08,205.16,29.76,"2007-12-01","","MOCO","","","","","ASD25A","","","",""]
["NETW03",1835.69,860.99,88.85,"2007-12-01","","MOCO","","","","","AR1076D","","","",""]
["NETW03",1553.63,132.35,46.84,"2007-12-01","","MOCO","","","","","ARCMVV65A","","","",""]
["NETW03",1371.31,836.27,95.45,"2007-12-01","","MOCO","","","","","ASR300A","","","",""]
["NETW03",1469.69,719.51,11.69,"2007-12-01","","MOCO","","","","","ASR25VV270A","","","",""]
["NETW03",1608.61,678.34,45.68,"2007-12-01","","MOCO","","","","","ASR160VV65A","","","",""]
["NETW03",1688.46,212.19,29.51,"2007-12-01","","MOCO","","","","","ASD16VV180A","","","",""]
["NETW03",1936.94,416.24,93.43,"2007-12-01","","MOCO","","","","","ASD160A","","","",""]
["NETW03",1042.29,443.49,96.99,"2007-12-01","","MOCO","","","","","ARILHH100A","","","",""]
["NETW03",1795.39,{"v":636.2,"d":"636.20"},44.97,"2007-12-01","","MOCO","","","","","ARCMVH250A","","","",""]
["NETW03",1565.94,477.51,81.85,"2007-12-01","","MOCO","","","","","AR229D","","","",""]
["NETW03",1322.17,462.35,31.23,"2007-12-01","","MOCO","","","","","ARCMVV25A","","","",""]
["NETW03",1256.23,647.42,{"v":13.4,"d":"13.40"},"2007-12-01","","MOCO","","","","","ASD160VV35A","","","",""]
["NETW03",1961.14,648.32,64.17,"2007-12-01","","MOCO","","","","","ASR400A","","","",""]
["NETW03",1139.58,343.44,65.56,"2007-12-01","","MOCO","","","","","ASR1000VV105A","","","",""]
["NETW03",1611.29,525.36,96.05,"2007-12-01","","MOCO","","","","","ASR100D","","","",""]
["NETW03",1285.19,147.91,32.62,"2007-12-01","","MOCO","","","","","ARCMVH160A","","","",""]
["NETW03",1783.39,244.11,69.55,"2007-12-01","","MOCO","","","","","ASR1075D","","","",""]
["NETW03",1479.44,915.66,81.63,"2007-12-01","","MOCO","","","","","ASR250VV105A","","","",""]
["NETW03",1536.98,150.49,84.89,"2007-12-01","","MOCO","","","","","ARCMVV65A","","","",""]
["NETW03",{"v":1951.7,"d":"1951.70"},855.44,28.29,"2007-12-01","","MOCO","","","","","ASR650D","","","",""]
["NETW03",1197.23,536.21,73.89,"2007-12-01","","MOCO","","","","","ASR400VV180A","","","",""]
["NETW03",1452.27,463.87,50.65,"2007-12-01","","MOCO","","","","","ASR100A","","","",""]
["NETW03",1827.16,{"v":771,"d":"771.00"},72.51,"2007-12-01","","MOCO","","","","","ASD65VV105A","","","",""]
["NETW03",1206.14,336.36,44.93,"2007-12-01","","MOCO","","","","","ARCMVV25A","","","",""]
["NETW03",1770.47,488.52,19.56,"2007-12-01","","MOCO","","","","","ARCMHH300A","","","",""]
["NETW03",1288.27,{"v":958.8,"d":"958.80"},49.69,"2007-12-01","","MOCO","","","","","ASR1000A","","","",""]
["NETW03",1324.44,438.75,22.53,"2007-12-01","","MOCO","","","","","ASR160VV180A","","","",""]
["NETW03",{"v":1555.7,"d":"1555.70"},617.09,38.37,"2007-12-01","","MOCO","","","","","ASR250VV105A","","","",""]
["NETW03",1556.56,249.25,86.04,"2007-12-01","","MOCO","","","","","ASR650A","","","",""]
["NETW03",{"v":1252,"d":"1252.00"},269.04,91.17,"2007-12-01","","MOCO","","","","","ARCMVV160A","","","",""]
["NETW03",1126.73,476.69,77.06,"2007-12-01","","MOCO","","","","","ASD16VV65A","","","",""]
["NETW03",1141.03,156.31,57.43,"2007-12-01","","MOCO","","","","","ASR650VV180A","","","",""]
["NETW04",1850.36,304.49,77.85,"2007-12-26","","MOCO","","","","","ASD65VV270A","","","",""]
["NETW04",1654.66,982.65,25.77,"2007-12-15","","MOCO","","","","","ASD16VV35A","","","",""]
["NETW04",{"v":1408.8,"d":"1408.80"},671.07,85.46,"2007-12-23","","MOCO","","","","","ASR25VV270A","","","",""]
["NETW04",1305.54,{"v":555.6,"d":"555.60"},23.54,"2007-12-18","","MOCO","","","","","AR1076D","","","",""]
["NETW04",1783.11,246.64,90.63,"2007-12-20","","MOCO","","","","","ASD40A","","","",""]
["NETW04",1291.58,788.83,67.46,"2007-12-28","","MOCO","","","","","ARCMVH300A","","","",""]
["NETW04",1976.67,746.53,61.33,"2007-12-20","","MOCO","","","","","ASR100VV180A","","","",""]
["NETW04",1152.56,300.94,28.21,"2007-12-06","","MOCO","","","","","ASR300VV105A","","","",""]
["NETW04",1405.79,{"v":671.8,"d":"671.80"},67.28,"2007-12-16","","MOCO","","","","","ASD40VV180A","","","",""]
["NETW04",1975.41,388.48,66.11,"2007-12-01","","MOCO","","","","","ASR650A","","","",""]
["NETW04",1464.63,387.98,85.09,"2007-12-01","","MOCO","","","","","ASR300VV65A","","","",""]
["NETW04",1967.59,896.59,78.98,"2007-12-01","","MOCO","","","","","ASD65VV180A","","","",""]
["NETW04",{"v":1930.1,"d":"1930.10"},453.04,32.61,"2007-12-01","","MOCO","","","","","ASD65VV180A","","","",""]
["NETW04",1126.52,443.04,62.36,"2007-12-01","","MOCO","","","","","ARCMHH65A","","","",""]
["NETW04",1549.68,125.33,15.89,"2007-12-01","","MOCO","","","","","ASD65VV35A","","","",""]
["NETW04",1579.67,423.88,46.74,"2007-12-01","","MOCO","","","","","ASD16VV105A","","","",""]
["NETW04",{"v":1047.6,"d":"1047.60"},900.44,{"v":27.1,"d":"27.10"},"2007-12-01","","MOCO","","","","","ASD16VV180A","","","",""]
["NETW04",1848.44,478.25,83.73,"2007-12-01","","MOCO","","","","","ASR160VV270A","","","",""]
["NETW04",1351.24,469.51,47.41,"2007-12-01","","MOCO","","","","","ASR25VV65A","","","",""]
["NETW04",1368.07,764.09,71.62,"2007-12-01","","MOCO","","","","","ASR250VV105A","","","",""]
["NETW04",1134.22,715.37,39.26,"2007-12-01","","MOCO","","","","","ASR200A","","","",""]
["NETW04",1082.27,293.54,22.34,"2007-12-01","","MOCO","","","","","ASD40VV105A","","","",""]
["NETW04",1190.11,316.95,13.82,"2007-12-01","","MOCO","","","","","ASR40VV105A","","","",""]
["NETW04",1613.78,217.68,{"v":23.3,"d":"23.30"},"2007-12-01","","MOCO","","","","","ARCMVH200A","","","",""]
["NETW04",1226.35,524.18,{"v":93.8,"d":"93.80"},"2007-12-01","","MOCO","","","","","ASR1000VV270A","","","",""]
["NETW04",1271.51,822.27,{"v":22.2,"d":"22.20"},"2007-12-01","","MOCO","","","","","AR362D","","","",""]
["NETW04",1583.92,522.39,58.11,"2007-12-01","","MOCO","","","","","ASR160D","","","",""]
["NETW04",1458.24,{"v":546.9,"d":"546.90"},47.28,"2007-12-01","","MOCO","","","","","AR130D","","","",""]
["NETW04",1476.84,608.55,36.64,"2007-12-01","","MOCO","","","","","ARCMHH300A","","","",""]
["NETW04",1120.06,858.76,79.81,"2007-12-01","","MOCO","","","","","ASR100D","","","",""]
["NETW04",1188.42,112.36,34.48,"2007-12-01","","MOCO","","","","","ASR160VV65A","","","",""]
["NETW04",1298.33,144.15,48.91,"2007-12-01","","MOCO","","","","","ASR200A","","","",""]
["NETW04",1653.26,914.41,99.09,"2007-12-01","","MOCO","","","","","ASR160VV270A","","","",""]
["NETW04",1149.97,{"v":692.8,"d":"692.80"},29.23,"2007-12-01","","MOCO","","","","","ARCMVV250A","","","",""]
["NETW04",1910.95,145.85,41.32,"2007-12-01","","MOCO","","","","","ASD100Vv180A","","","",""]
["NETW04",1631.54,741.78,43.55,"2007-12-01","","MOCO","","","","","ARILHH100A","","","",""]
["NETW04",1462.77,764.61,37.47,"2007-12-01","","MOCO","","","","","ASR250A","","","",""]
["NETW04",1128.92,804.38,23.62,"2007-12-01","","MOCO","","","","","ASR1000VV35A","","","",""]
["NETW04",1716.97,506.97,86.94,"2007-12-01","","MOCO","","","","","AR362D","","","",""]
["NETW04",1800.73,{"v":222.6,"d":"222.60"},44.79,"2007-12-01","","MOCO","","","","","ASD25VV35A","","","",""]
["NETW04",1249.55,{"v":235.5,"d":"235.50"},17.43,"2007-12-01","","MOCO","","","","","ASR650A","","","",""]
["NETW04",1740.23,193.84,{"v":78.5,"d":"78.50"},"2007-12-01","","MOCO","","","","","ASD40VV180A","","","",""]
["NETW04",1819.49,{"v":335.6,"d":"335.60"},{"v":92.5,"d":"92.50"},"2007-12-01","","MOCO","","","","","ASR250VV105A","","","",""]
["NETW04",1342.06,931.88,35.19,"2007-12-01","","MOCO","","","","","ARCMVH250A","","","",""]
["NETW04",1029.28,304.67,99.14,"2007-12-01","","MOCO","","","","","ASR250VV105A","","","",""]
["NETW04",1192.21,918.12,49.54,"2007-12-01","","MOCO","","","","","ASR1000VV35A","","","",""]
["NETW04",1055.76,146.72,41.01,"2007-12-01","","MOCO","","","","","ARILHH160A","","","",""]
["NETW04",1027.59,958.89,36.19,"2007-12-01","","MOCO","","","","","ARILHH400A","","","",""]
["NETW04",1893.27,177.28,99.66,"2007-12-01","","MOCO","","","","","ASR25VV35A","","","",""]
["NETW04",1119.81,281.44,38.91,"2007-12-01","","MOCO","","","","","ASR40VV270A","","","",""]
["NETW04",{"v":1203.4,"d":"1203.40"},309.31,40.44,"2007-12-01","","MOCO","","","","","ASR250VV180A","","","",""]
["NETW04",1544.73,274.19,16.61,"2007-12-01","","MOCO","","","","","AR130D","","","",""]
["NETW04",1658.45,565.62,72.14,"2007-12-01","","MOCO","","","","","ASD160VV180A","","","",""]
["NETW04",1615.53,{"v":665,"d":"665.00"},67.89,"2007-12-01","","MOCO","","","","","ASD65VV65A","","","",""]
["NETW04",1299.97,{"v":263.2,"d":"263.20"},86.42,"2007-12-01","","MOCO","","","","","ASD16VV105A","","","",""]
["NETW04",{"v":1449.2,"d":"1449.20"},639.91,91.83,"2007-12-01","","MOCO","","","","","ARILHH300A","","","",""]
["NETW04",1403.74,606.58,67.39,"2007-12-01","","MOCO","","","","","ASD65VV35A","","","",""]
["NETW04",{"v":1065.9,"d":"1065.90"},{"v":627.9,"d":"627.90"},37.65,"2007-12-01","","MOCO","","","","","ASR100VV270A","","","",""]
["NETW04",1703.45,688.69,52.82,"2007-12-01","","MOCO","","","","","AR538D","","","",""]
["NETW04",1608.96,214.16,{"v":31,"d":"31.00"},"2007-12-01","","MOCO","","","","","AR362D","","","",""]
["NETW04",1292.49,{"v":595.1,"d":"595.10"},20.14,"2007-12-01","","MOCO","","","","","ARCMHH250A","","","",""]
["NETW04",{"v":1911.5,"d":"1911.50"},620.05,14.14,"2007-12-01","","MOCO","","","","","ASR200VV180A","","","",""]
["NETW04",1076.41,877.58,76.26,"2007-12-01","","MOCO","","","","","ARILHH650A","","","",""]
["NETW04",1495.52,380.31,11.05,"2007-12-01","","MOCO","","","","","ASR1000VV105A","","","",""]
["NETW04",1167.75,873.36,37.83,"2007-12-01","","MOCO","","","","","AR362D","","","",""]
["NETW04",1096.85,776.41,36.46,"2007-12-01","","MOCO","","","","","ASR100VV105A","","","",""]
["NETW04",{"v":1553.4,"d":"1553.40"},105.29,91.14,"2007-12-01","","MOCO","","","","","ARCMVV250A","","","",""]
["NETW04",1445.95,715.15,15.43,"2007-12-01","","MOCO","","","","","ARCMVV250A","","","",""]
["NETW04",1551.21,568.95,{"v":33.9,"d":"33.90"},"2007-12-01","","MOCO","","","","","ASR300VV105A","","","",""]
["NETW04",1744.59,{"v":650.1,"d":"650.10"},69.86,"2007-12-01","","MOCO","","","","","ASR40VV65A","","","",""]
["NETW04",1150.88,799.77,99.65,"2007-12-01","","MOCO","","","","","AR1076D","","","",""]
["NETW04",1783.39,338.76,95.87,"2007-12-01","","MOCO","","","","","ASD25VV270A","","","",""]
["NETW04",1521.14,796.61,86.16,"2007-12-01","","MOCO","","","","","ASD25VV180A","","","",""]
["NETW04",{"v":1604.6,"d":"1604.60"},892.62,16.55,"2007-12-01","","MOCO","","","","","ASR300VV270A","","","",""]
["NETW04",1091.43,144.83,84.42,"2007-12-01","","MOCO","","","","","ARCMHH65A","","","",""]
["NETW04",1868.75,671.84,95.78,"2007-12-01","","MOCO","","","","","ASR40VV65A","","","",""]
["NETW04",1862.33,558.49,98.96,"2007-12-01","","MOCO","","","","","ASD40VV270A","","","",""]
["NETW04",1254.66,601.26,41.95,"2007-12-01","","MOCO","","","","","ASR650VV65A","","","",""]
["NETW04",{"v":1484.2,"d":"1484.20"},566.42,11.64,"2007-12-01","","MOCO","","","","","ASR100VV270A","","","",""]
["NETW04",1933.46,961.05,72.86,"2007-12-01","","MOCO","","","","","ASR40VV180A","","","",""]
["NETW04",1328.15,681.69,85.29,"2007-12-01","","MOCO","","","","","AR229D","","","",""]
["NETW04",1113.22,630.81,88.53,"2007-12-01","","MOCO","","","","","ARCMVH100A","","","",""]
["NETW04",1688.41,753.48,32.11,"2007-12-01","","MOCO","","","","","ASD16VV65A","","","",""]
["NETW04",1064.35,936.26,{"v":31.5,"d":"31.50"},"2007-12-01","","MOCO","","","","","ARCMVV100A","","","",""]
["NETW04",1306.16,693.65,78.46,"2007-12-01","","MOCO","","","","","ASD65VV65A","","","",""]
["NETW04",1892.74,117.62,{"v":56.1,"d":"56.10"},"2007-12-01","","MOCO","","","","","ASR1000VV105A","","","",""]
["NETW04",1524.01,946.32,77.05,"2007-12-01","","MOCO","","","","","ASR40VV65A","","","",""]
["NETW04",1051.05,596.95,{"v":83.6,"d":"83.60"},"2007-12-01","","MOCO","","","","","ASD160A","","","",""]
["NETW04",{"v":1091.1,"d":"1091.10"},{"v":716,"d":"716.00"},22.31,"2007-12-01","","MOCO","","","","","ASD40VV180A","","","",""]
["NETW04",1686.79,820.25,32.12,"2007-12-01","","MOCO","","","","","ASR100VV180A","","","",""]
["NETW04",1059.85,413.96,78.11,"2007-12-01","","MOCO","","","","","ASD16VV180A","","","",""]
["NETW04",1341.52,713.75,52.76,"2007-12-01","","MOCO","","","","","ASR100VV180A","","","",""]
["NETW04",1303.42,632.61,63.17,"2007-12-01","","MOCO","","","","","ASR100VV180A","","","",""]
["NETW04",1227.95,582.15,89.14,"2007-12-01","","MOCO","","","","","ASR1000VV105A","","","",""]
["NETW04",1172.53,837.68,81.36,"2007-12-01","","MOCO","","","","","ASR65D","","","",""]
["NETW04",1436.31,254.38,75.81,"2007-12-01","","MOCO","","","","","ASD100A","","","",""]
["NETW04",1938.19,{"v":552.6,"d":"552.60"},64.57,"2007-12-01","","MOCO","","","","","ARILHH1000A","","","",""]
["NETW04",{"v":1703.6,"d":"1703.60"},{"v":848.2,"d":"848.20"},26.63,"2007-12-01","","MOCO","","","","","ASR25A","","","",""]
["NETW05",1114.09,200.72,83.83,"2007-12-07","","MOCO","","","","","ASR300A","","","",""]
["NETW05",1670.84,604.36,57.42,"2007-12-28","","MOCO","","","","","ASR200VV180A","","","",""]
["NETW05",1625.45,290.22,75.08,"2007-12-01","","MOCO","","","","","ASD160VV270A","","","",""]
["NETW05",1598.49,984.77,45.19,"2007-12-01","","MOCO","","","","","AR40D","","","",""]
["NETW05",1934.65,531.81,{"v":75.9,"d":"75.90"},"2007-12-01","","MOCO","","","","","ARILHH400A","","","",""]
["NETW05",1926.29,448.88,80.42,"2007-12-01","","MOCO","","","","","ARCMVH65A","","","",""]
["NETW05",1482.41,941.29,15.58,"2007-12-01","","MOCO","","","","","AR708D","","","",""]
["NETW05",1317.88,644.35,81.53,"2007-12-01","","MOCO","","","","","AR10265H","","","",""]
["NETW05",1962.02,597.15,48.44,"2007-12-01","","MOCO","","","","","ASR650VV180A","","","",""]
["NETW05",1442.42,973.91,44.11,"2007-12-01","","MOCO","","","","","ASR300VV65A","","","",""]
["NETW05",1161.34,338.31,{"v":56.6,"d":"56.60"},"2007-12-01","","MOCO","","","","","ARILHH65A","","","",""]
["NETW05",1926.63,668.15,97.63,"2007-12-01","","MOCO","","","","","ARCMHH65A","","","",""]
["NETW05",1963.67,922.23,43.27,"2007-12-01","","MOCO","","","","","ASR200A","","","",""]
["NETW05",1578.58,358.28,59.63,"2007-12-01","","MOCO","","","","","ASR300VV180A","","","",""]
["NETW05",1100.81,461.63,72.03,"2007-12-01","","MOCO","","","","","ASD40VV180A","","","",""]
["NETW05",1475.13,289.36,83.84,"2007-12-01","","MOCO","","","","","ASD100VV270A","","","",""]
["NETW05",1057.68,859.99,87.34,"2007-12-01","","MOCO","","","","","ARCMHH65A","","","",""]
["NETW05",1119.79,{"v":783,"d":"783.00"},79.68,"2007-12-01","","MOCO","","","","","ASR200VV65A","","","",""]
["NETW05",1431.26,245.62,71.16,"2007-12-01","","MOCO","","","","","ASD40VV35A","","","",""]
["NETW05",1071.14,921.98,21.96,"2007-12-01","","MOCO","","","","","ASD25VV270A","","","",""]
["NETW05",{"v":1361.8,"d":"1361.80"},580.05,{"v":19.6,"d":"19.60"},"2007-12-01","","MOCO","","","","","ASR250VV180A","","","",""]
["NETW05",1385.12,693.04,29.42,"2007-12-01","","MOCO","","","","","ARCMVV200A","","","",""]
["NETW05",1337.02,105.11,64.17,"2007-12-01","","MOCO","","","","","ASD100VV35","","","",""]
["NETW05",1539.42,712.35,36.56,"2007-12-01","","MOCO","","","","","AR10265H","","","",""]
["NETW05",1084.52,609.01,25.15,"2007-12-01","","MOCO","","","","","ASR25VV35A","","","",""]
["NETW05",1477.31,809.45,10.02,"2007-12-01","","MOCO","","","","","ASR650VV65A","","","",""]
["NETW05",1565.72,{"v":757.3,"d":"757.30"},96.73,"2007-12-01","","MOCO","","","","","AR10265H","","","",""]
["NETW05",1517.31,480.19,15.89,"2007-12-01","","MOCO","","","","","ASR1075D","","","",""]
["NETW05",1839.29,471.66,92.09,"2007-12-01","","MOCO","","","","","ASD65VV180A","","","",""]
["NETW05",1693.36,433.71,61.65,"2007-12-01","","MOCO","","","","","ARCMVV200A","","","",""]
["NETW05",1786.66,755.91,95.42,"2007-12-01","","MOCO","","","","","ASD25VV270A","","","",""]
["NETW05",1895.55,505.69,13.14,"2007-12-01","","MOCO","","","","","ASR1000A","","","",""]
["NETW05",1506.96,489.86,77.72,"2007-12-01","","MOCO","","","","","ASR1000A","","","",""]
["NETW05",1826.85,{"v":152.6,"d":"152.60"},{"v":73.6,"d":"73.60"},"2007-12-01","","MOCO","","","","","ASD65VV65A","","","",""]
["NETW05",1263.22,541.68,61.24,"2007-12-01","","MOCO","","","","","ASR100VV65A","","","",""]
["NETW05",1194.18,996.14,66.27,"2007-12-01","","MOCO","","","","","ASD160VV270A","","","",""]
["NETW05",1697.26,{"v":425.4,"d":"425.40"},{"v":29.7,"d":"29.70"},"2007-12-01","","MOCO","","","","","AR10265H","","","",""]
["NETW05",{"v":1453.7,"d":"1453.70"},941.81,27.68,"2007-12-01","","MOCO","","","","","ASD16VV65A","","","",""]
["NETW05",1806.77,937.18,20.88,"2007-12-01","","MOCO","","","","","AR229D","","","",""]
["NETW05",1878.16,861.44,78.04,"2007-12-01","","MOCO","","","","","AR40D","","","",""]
["NETW05",1447.04,739.14,31.48,"2007-12-01","","MOCO","","","","","ASD16VV270A","","","",""]
["NETW05",1392.24,473.53,55.39,"2007-12-01","","MOCO","","","","","ARCMVV25A","","","",""]
["NETW05",1882.56,180.47,89.29,"2007-12-01","","MOCO","","","","","ASR400VV180A","","","",""]
["NETW05",1985.65,349.99,23.17,"2007-12-01","","MOCO","","","","","ARCMVH300A","","","",""]
["NETW05",1554.22,407.98,16.94,"2007-12-01","","MOCO","","","","","ARILHH1000A","","","",""]
["NETW05",{"v":1675.4,"d":"1675.40"},889.39,{"v":75.6,"d":"75.60"},"2007-12-01","","MOCO","","","","","ASR650VV180A","","","",""]
["NETW05",1744.26,750.59,96.23,"2007-12-01","","MOCO","","","","","ASR25VV180A","","","",""]
["NETW05",1821.34,210.52,97.25,"2007-12-01","","MOCO","","","","","ASR250A","","","",""]
["NETW05",1182.84,376.25,41.63,"2007-12-01","","MOCO","","","","","ARCMHH300A","","","",""]
["NETW05",1298.24,302.18,15.81,"2007-12-01","","MOCO","","","","","ASD160VV65A","","","",""]
["NETW05",1251.42,787.02,27.02,"2007-12-01","","MOCO","","","","","ASR450D","","","",""]
["NETW05",1573.28,519.74,38.84,"2007-12-01","","MOCO","","","","","ASD16VV180A","","","",""]
["NETW05",{"v":1440.4,"d":"1440.40"},110.15,32.05,"2007-12-01","","MOCO","","","","","ASR40A","","","",""]
["NETW05",1117.69,731.39,17.57,"2007-12-01","","MOCO","","","","","ASD160VV105A","","","",""]
["NETW05",1694.53,{"v":836.8,"d":"836.80"},53.51,"2007-12-01","","MOCO","","","","","ASR1000VV180A","","","",""]
["NETW05",1185.23,403.62,97.77,"2007-12-01","","MOCO","","","","","ASR650VV35A","","","",""]
["NETW05",1091.73,{"v":253.6,"d":"253.60"},53.78,"2007-12-12","","MOCO","","","","","AR130D","","","",""]
["NETW05",1151.47,190.53,71.28,"2007-12-10","","MOCO","","","","","ASR100VV270A","","","",""]
["NETW05",{"v":1469.9,"d":"1469.90"},440.08,84.96,"2007-12-20","","MOCO","","","","","ASR160VV105A","","","",""]
["NETW05",1908.21,181.92,78.83,"2007-12-13","","MOCO","","","","","ASR300VV105A","","","",""]
["NETW05",1081.96,209.51,{"v":85.9,"d":"85.90"},"2007-12-04","","MOCO","","","","","ASD160VV35A","","","",""]
["NETW05",{"v":1248.1,"d":"1248.10"},915.79,66.98,"2007-12-02","","MOCO","","","","","ARCMVV40A","","","",""]
["NETW05",1307.37,970.95,{"v":15.3,"d":"15.30"},"2007-12-20","","MOCO","","","","","ASD100VV65A","","","",""]
["NETW05",1810.05,523.92,69.44,"2007-12-05","","MOCO","","","","","ARCMVV250A","","","",""]
["NETW05",1392.81,422.92,{"v":78.3,"d":"78.30"},"2007-12-11","","MOCO","","","","","ASR400VV105A","","","",""]
["NETW05",1447.74,711.38,29.24,"2007-12-28","","MOCO","","","","","AR229D","","","",""]
["NETW05",1126.07,186.66,30.79,"2007-12-22","","MOCO","","","","","ASR650VV65A","","","",""]
["NETW05",{"v":1437,"d":"1437.00"},{"v":344.8,"d":"344.80"},12.06,"2007-12-01","","MOCO","","","","","ASD16VV35A","","","",""]
["NETW05",1598.55,549.98,13.67,"2007-12-01","","MOCO","","","","","ASD16VV270A","","","",""]
["NETW05",1049.35,758.08,57.39,"2007-12-01","","MOCO","","","","","ASD65A","","","",""]
["NETW05",1234.46,678.61,44.83,"2007-12-01","","MOCO","","","","","ASR160VV105A","","","",""]
["NETW05",1535.82,{"v":552.5,"d":"552.50"},35.58,"2007-12-01","","MOCO","","","","","ASD160VV35A","","","",""]
["NETW05",1703.95,954.97,{"v":36.8,"d":"36.80"},"2007-12-01","","MOCO","","","","","ASR1075D","","","",""]
["NETW05",1798.54,485.54,21.44,"2007-12-01","","MOCO","","","","","ASD100VV270A","","","",""]
["NETW05",1557.61,292.06,59.41,"2007-12-01","","MOCO","","","","","ASD65VV180A","","","",""]
["NETW05",1049.91,613.87,53.18,"2007-12-01","","MOCO","","","","","ASR25VV65A","","","",""]
["NETW05",1555.55,669.19,17.31,"2007-12-01","","MOCO","","","","","ASD160VV180A","","","",""]
["NETW05",1344.84,137.06,46.15,"2007-12-01","","MOCO","","","","","ASR650VV35A","","","",""]
["NETW05",1711.19,958.62,97.43,"2007-12-01","","MOCO","","","","","ASD25VV180A","","","",""]
["NETW05",1572.78,869.03,77.58,"2007-12-01","","MOCO","","","","","ASD160VV105A","","","",""]
["NETW05",1017.17,198.55,11.51,"2007-12-01","","MOCO","","","","","ASR25VV35A","","","",""]
["NETW05",1991.24,434.88,12.65,"2007-12-01","","MOCO","","","","","ASD100VV270A","","","",""]
["NETW05",1609.03,933.56,92.92,"2007-12-01","","MOCO","","","","","ASR250VV180A","","","",""]
["NETW05",1215.56,{"v":954,"d":"954.00"},52.51,"2007-12-01","","MOCO","","","","","ASR300VV180A","","","",""]
["NETW05",1567.76,548.44,66.88,"2007-12-01","","MOCO","","","","","ASD40A","","","",""]
["NETW05",1900.29,{"v":245.3,"d":"245.30"},93.83,"2007-12-01","","MOCO","","","","","ASR65D","","","",""]
["NETW05",1102.33,{"v":537.7,"d":"537.70"},70.82,"2007-12-01","","MOCO","","","","","ASR300VV270A","","","",""]
["NETW05",1704.32,156.65,{"v":30.6,"d":"30.60"},"2007-12-01","","MOCO","","","","","ARILHH100A","","","",""]
["NETW05",1237.91,198.15,35.57,"2007-12-01","","MOCO","","","","","ASR40VV105A","","","",""]
["NETW05",1235.03,573.01,65.61,"2007-12-01","","MOCO","","","","","ASR100D","","","",""]
["NETW05",1776.36,143.65,{"v":59.6,"d":"59.60"},"2007-12-01","","MOCO","","","","","ASR1000VV65A","","","",""]
["NETW05",1004.77,304.52,40.73,"2007-12-01","","MOCO","","","","","ASR650A","","","",""]
["NETW05",1399.98,432.11,23.81,"2007-12-01","","MOCO","","","","","ARCMVV40A","","","",""]
["NETW05",1418.48,249.53,45.35,"2007-12-01","","MOCO","","","","","ASR400VV65A","","","",""]
["NETW05",1335.18,855.09,69.13,"2007-12-01","","MOCO","","","","","ASR250VV180A","","","",""]
["NETW05",{"v":1355.4,"d":"1355.40"},996.53,19.45,"2007-12-01","","MOCO","","","","","ASR25VV105A","","","",""]
["NETW05",1883.01,998.55,55.11,"2007-12-01","","MOCO","","","","","ARCMVH250A","","","",""]
["NETW05",1084.88,626.07,51.28,"2007-12-01","","MOCO","","","","","ASR100D","","","",""]
["NETW05",1714.41,358.75,{"v":12.1,"d":"12.10"},"2007-12-01","","MOCO","","","","","ARCMHH250A","","","",""]
["NETW05",1387.34,{"v":519.6,"d":"519.60"},29.58,"2007-12-01","","MOCO","","","","","ARILHH65A","","","",""]
["NETW05",1271.17,797.12,11.35,"2007-12-01","","MOCO","","","","","ASR100VV65A","","","",""]
["NETW05",1798.02,946.37,77.57,"2007-12-01","","MOCO","","","","","ASR160A","","","",""]
["NETW05",1119.23,576.23,72.21,"2007-12-01","","MOCO","","","","","ASR25VV105A","","","",""]
["NETW05",{"v":1751.1,"d":"1751.10"},326.41,94.63,"2007-12-01","","MOCO","","","","","ASR160VV270A","","","",""]
["NETW05",1436.39,609.18,{"v":98.3,"d":"98.30"},"2007-12-01","","MOCO","","","","","AR81D","","","",""]
["NETW05",1083.48,{"v":388.6,"d":"388.60"},73.66,"2007-12-01","","MOCO","","","","","ASR160VV65A","","","",""]
["NETW05",1836.41,795.15,60.47,"2007-12-01","","MOCO","","","","","ARCMVV250A","","","",""]
["NETW05",1316.93,626.39,68.19,"2007-12-01","","MOCO","","","","","ASR40VV270A","","","",""]
["NETW05",1408.72,322.91,96.44,"2007-12-01","","MOCO","","","","","ASR40VV35A","","","",""]
["NETW05",1462.82,{"v":860.5,"d":"860.50"},66.05,"2007-12-01","","MOCO","","","","","ASR300VV105A","","","",""]
["NETW05",{"v":1095.6,"d":"1095.60"},162.14,70.17,"2007-12-01","","MOCO","","","","","ASD40VV105A","","","",""]
["NETW05",1844.87,734.81,52.79,"2007-12-01","","MOCO","","","","","ASR65D","","","",""]
["NETW05",1325.83,914.69,77.13,"2007-12-01","","MOCO","","","","","ASD65VV270A","","","",""]
["NETW05",1936.53,370.11,68.09,"2007-12-01","","MOCO","","","","","ASR100A","","","",""]
["NETW05",1727.29,317.05,68.39,"2007-12-01","","MOCO","","","","","ASD40VV270A","","","",""]
["NETW05",1520.41,135.67,26.39,"2007-12-01","","MOCO","","","","","ASR650D","","","",""]
["NETW05",1996.05,643.25,42.36,"2007-12-01","","MOCO","","","","","AR25D","","","",""]
["NETW05",1400.47,598.86,84.63,"2007-12-01","","MOCO","","","","","ASD40A","","","",""]
["NETW05",1372.75,226.62,41.94,"2007-12-01","","MOCO","","","","","AR25D","","","",""]
["NETW05",{"v":1574.1,"d":"1574.10"},918.69,77.59,"2007-12-01","","MOCO","","","","","ASR25D","","","",""]
["NETW05",1557.09,855.85,16.07,"2007-12-01","","MOCO","","","","","ASD100A","","","",""]
["NETW05",{"v":1326.8,"d":"1326.80"},291.08,46.88,"2007-12-01","","MOCO","","","","","ASR650VV35A","","","",""]
["NETW05",1020.01,381.39,72.19,"2007-12-01","","MOCO","","","","","ASR1075D","","","",""]
["NETW05",1191.81,299.85,70.17,"2007-12-01","","MOCO","","","","","ASR400VV270A","","","",""]
["NETW05",1392.14,439.41,78.43,"2007-12-01","","MOCO","","","","","AR40D","","","",""]
["NETW05",1027.03,813.48,48.18,"2007-12-01","","MOCO","","","","","ASD16VV65A","","","",""]
["NETW05",1502.56,303.92,53.06,"2007-12-01","","MOCO","","","","","ASR250VV180A","","","",""]
["NETW05",1799.57,404.42,88.21,"2007-12-01","","MOCO","","","","","ASR200A","","","",""]
["NETW05",1683.18,{"v":679.1,"d":"679.10"},29.85,"2007-12-01","","MOCO","","","","","ASR25VV180A","","","",""]
["NETW05",1181.39,570.41,18.51,"2007-12-01","","MOCO","","","","","ASR200VV180A","","","",""]
["NETW05",1931.13,530.48,19.15,"2007-12-01","","MOCO","","","","","ASD16VV270A","","","",""]
["NETW06",1856.21,187.58,27.88,"2007-12-01","","MOCO","","","","","ASR250VV105A","","","",""]
["NETW06",1775.59,887.47,{"v":38.5,"d":"38.50"},"2007-12-01","","MOCO","","","","","AR130D","","","",""]
["NETW06",1795.02,431.08,72.35,"2007-12-01","","MOCO","","","","","AR81D","","","",""]
["NETW06",{"v":1209.4,"d":"1209.40"},267.76,82.68,"2007-12-01","","MOCO","","","","","ASD25A","","","",""]
["NETW06",1709.85,982.37,68.87,"2007-12-01","","MOCO","","","","","ASR25D","","","",""]
["NETW06",1510.91,{"v":731.5,"d":"731.50"},46.22,"2007-12-01","","MOCO","","","","","ASR650VV105A","","","",""]
["NETW06",1971.05,936.89,74.35,"2007-12-01","","MOCO","","","","","ASD100Vv180A","","","",""]
["NETW06",1103.09,525.01,64.72,"2007-12-01","","MOCO","","","","","ASR100VV270A","","","",""]
["NETW06",1066.71,375.89,12.68,"2007-12-01","","MOCO","","","","","ASR400VV65A","","","",""]
["NETW06",1965.68,470.17,{"v":40.6,"d":"40.60"},"2007-12-01","","MOCO","","","","","ASR40D","","","",""]
["NETW06",1114.28,828.59,53.36,"2007-12-01","","MOCO","","","","","ASR160A","","","",""]
["NETW06",1183.74,868.84,{"v":73.8,"d":"73.80"},"2007-12-01","","MOCO","","","","","ASD65VV270A","","","",""]
["NETW06",1278.51,{"v":126.6,"d":"126.60"},56.15,"2007-12-01","","MOCO","","","","","AR229D","","","",""]
["NETW06",1890.33,374.36,75.32,"2007-12-01","","MOCO","","","","","ASD100A","","","",""]
["NETW06",1226.58,920.62,{"v":58.7,"d":"58.70"},"2007-12-01","","MOCO","","","","","ARCMVH160A","","","",""]
["NETW06",1671.52,475.03,65.77,"2007-12-01","","MOCO","","","","","ASR25VV180A","","","",""]
["NETW06",1400.08,527.85,78.28,"2007-12-01","","MOCO","","","","","ASR25D","","","",""]
["NETW06",1876.71,343.71,93.02,"2007-12-01","","MOCO","","","","","ASR300VV270A","","","",""]
["NETW06",1905.39,405.83,51.26,"2007-12-01","","MOCO","","","","","ASR40VV65A","","","",""]
["NETW06",1121.56,555.75,79.63,"2007-12-01","","MOCO","","","","","ASR200A","","","",""]
["NETW06",{"v":1235.7,"d":"1235.70"},612.05,97.91,"2007-12-01","","MOCO","","","","","AR50D","","","",""]
["NETW06",{"v":1727.9,"d":"1727.90"},829.17,43.74,"2007-12-01","","MOCO","","","","","ASR160VV270A","","","",""]
["NETW06",1231.53,581.23,69.94,"2007-12-01","","MOCO","","","","","ASR160A","","","",""]
["NETW06",1706.38,178.01,74.33,"2007-12-01","","MOCO","","","","","ARCMVV65A","","","",""]
["NETW06",1886.71,761.97,76.89,"2007-12-01","","MOCO","","","","","ASD25VV105A","","","",""]
["NETW06",1355.43,692.37,65.26,"2007-12-01","","MOCO","","","","","ASD40VV35A","","","",""]
["NETW06",1084.66,996.64,79.21,"2007-12-01","","MOCO","","","","","ASR400VV180A","","","",""]
["NETW06",{"v":1504,"d":"1504.00"},{"v":729.3,"d":"729.30"},39.25,"2007-12-01","","MOCO","","","","","ARCMHH160A","","","",""]
["NETW06",1968.77,509.98,85.12,"2007-12-01","","MOCO","","","","","ASR1000A","","","",""]
["NETW06",1031.12,157.18,52.13,"2007-12-01","","MOCO","","","","","ASR400VV270A","","","",""]
["NETW06",1562.92,640.85,74.06,"2007-12-01","","MOCO","","","","","ARCMVH65A","","","",""]
["NETW06",1623.09,288.92,54.44,"2007-12-01","","MOCO","","","","","ARCMHH300A","","","",""]
["NETW06",1520.61,124.38,46.68,"2007-12-01","","MOCO","","","","","ASD160A","","","",""]
["NETW06",1820.27,955.37,50.14,"2007-12-01","","MOCO","","","","","ASR40D","","","",""]
["NETW06",{"v":1087.4,"d":"1087.40"},289.82,52.12,"2007-12-01","","MOCO","","","","","ASR25A","","","",""]
["NETW06",1717.18,778.56,62.56,"2007-12-01","","MOCO","","","","","ASR100VV270A","","","",""]
["NETW06",1165.94,548.69,22.18,"2007-12-01","","MOCO","","","","","ASD100Vv105A","","","",""]
["NETW06",1916.66,159.76,57.62,"2007-12-01","","MOCO","","","","","ASD160VV105A","","","",""]
["NETW06",{"v":1471.6,"d":"1471.60"},{"v":880.7,"d":"880.70"},45.92,"2007-12-01","","MOCO","","","","","ASR250VV270A","","","",""]
["NETW06",1157.45,262.57,91.95,"2007-12-06","","MOCO","","","","","ASR100D","","","",""]
["NETW06",1735.25,{"v":564.9,"d":"564.90"},39.51,"2007-12-18","","MOCO","","","","","AR283D","","","",""]
["NETW06",1081.95,211.66,98.68,"2007-12-26","","MOCO","","","","","AR40D","","","",""]
["NETW06",1225.23,272.58,64.48,"2007-12-09","","MOCO","","","","","ARCMHH100A","","","",""]
["NETW06",1952.96,942.78,88.39,"2007-12-01","","MOCO","","","","","ASD160VV105A","","","",""]
["NETW06",1841.32,445.08,33.85,"2007-12-01","","MOCO","","","","","ASR650VV180A","","","",""]
["NETW06",1883.72,204.57,31.55,"2007-12-01","","MOCO","","","","","ASD40VV65A","","","",""]
["NETW06",1448.47,270.47,42.78,"2007-12-01","","MOCO","","","","","ASD65VV105A","","","",""]
["NETW06",{"v":1143.7,"d":"1143.70"},400.91,94.47,"2007-12-01","","MOCO","","","","","ARILHH400A","","","",""]
["NETW06",1162.13,858.24,85.26,"2007-12-01","","MOCO","","","","","ARCMVV160A","","","",""]
["NETW06",1153.47,177.01,52.05,"2007-12-01","","MOCO","","","","","ASR160VV180A","","","",""]
["NETW06",1462.69,235.84,66.04,"2007-12-01","","MOCO","","","","","ASR40VV105A","","","",""]
["NETW06",1127.54,589.07,66.64,"2007-12-01","","MOCO","","","","","ASR300VV65A","","","",""]
["NETW06",1094.04,645.26,24.74,"2007-12-01","","MOCO","","","","","ASR160D","","","",""]
["NETW06",1690.44,446.11,21.13,"2007-12-01","","MOCO","","","","","ASR400VV180A","","","",""]
["NETW06",1320.93,431.37,{"v":81.3,"d":"81.30"},"2007-12-01","","MOCO","","","","","ASD65A","","","",""]
["NETW06",{"v":1974.9,"d":"1974.90"},937.41,41.95,"2007-12-01","","MOCO","","","","","ASD25VV65A","","","",""]
["NETW06",1449.61,{"v":672.8,"d":"672.80"},{"v":69.9,"d":"69.90"},"2007-12-01","","MOCO","","","","","ASR450D","","","",""]
["NETW06",1732.41,312.58,61.08,"2007-12-01","","MOCO","","","","","ASD25VV270A","","","",""]
["NETW06",{"v":1208.4,"d":"1208.40"},236.34,83.39,"2007-12-01","","MOCO","","","","","ASR650VV180A","","","",""]
["NETW06",1015.52,800.33,77.83,"2007-12-01","","MOCO","","","","","ASD160VV105A","","","",""]
["NETW06",1902.45,753.71,93.94,"2007-12-01","","MOCO","","","","","ASR40VV35A","","","",""]
["NETW06",1225.92,207.51,19.27,"2007-12-01","","MOCO","","","","","ASR1000VV65A","","","",""]
["NETW06",1825.47,532.95,99.18,"2007-12-01","","MOCO","","","","","ASD25VV270A","","","",""]
["NETW06",1036.72,244.32,26.71,"2007-12-01","","MOCO","","","","","ASD160A","","","",""]
["NETW06",1005.07,546.21,96.67,"2007-12-01","","MOCO","","","","","ARCMVH65A","","","",""]
["NETW06",1796.07,660.87,48.59,"2007-12-01","","MOCO","","","","","ASR200VV105A","","","",""]
["NETW06",{"v":1864.6,"d":"1864.60"},170.24,22.31,"2007-12-01","","MOCO","","","","","ASD40VV105A","","","",""]
["NETW06",1042.42,340.87,83.64,"2007-12-01","","MOCO","","","","","ARCMVH65A","","","",""]
["NETW06",1106.02,624.37,34.38,"2007-12-01","","MOCO","","","","","ASR650VV35A","","","",""]
["NETW06",1449.89,{"v":833.4,"d":"833.40"},89.51,"2007-12-01","","MOCO","","","","","AR1076D","","","",""]
["NETW06",1643.44,964.12,10.81,"2007-12-01","","MOCO","","","","","ASR100A","","","",""]
["NETW06",1102.73,467.89,{"v":26.4,"d":"26.40"},"2007-12-01","","MOCO","","","","","ASD16VV35A","","","",""]
["NETW06",{"v":1997.7,"d":"1997.70"},760.04,27.06,"2007-12-01","","MOCO","","","","","AR40D","","","",""]
["NETW06",1904.51,858.45,30.75,"2007-12-01","","MOCO","","","","","AR283D","","","",""]
["NETW06",1111.33,980.51,45.88,"2007-12-01","","MOCO","","","","","ARCMVV250A","","","",""]
["NETW06",1399.42,954.17,78.56,"2007-12-01","","MOCO","","","","","ARCMVV25A","","","",""]
["NETW06",1385.14,966.96,49.74,"2007-12-01","","MOCO","","","","","ASR100D","","","",""]
["NETW06",1793.66,592.21,90.29,"2007-12-01","","MOCO","","","","","ASR25D","","","",""]
["NETW06",1118.01,368.34,85.03,"2007-12-01","","MOCO","","","","","ASR650D","","","",""]
["NETW06",1525.93,809.78,80.51,"2007-12-01","","MOCO","","","","","ASD16VV35A","","","",""]
["NETW06",1689.43,521.93,{"v":70.8,"d":"70.80"},"2007-12-01","","MOCO","","","","","ASR300VV180A","","","",""]
["NETW06",{"v":1309.5,"d":"1309.50"},139.49,{"v":36.8,"d":"36.80"},"2007-12-01","","MOCO","","","","","ASR100A","","","",""]
["NETW06",1385.41,153.07,{"v":46.6,"d":"46.60"},"2007-12-01","","MOCO","","","","","AR50D","","","",""]
["NETW06",1927.88,893.16,14.55,"2007-12-01","","MOCO","","","","","ASR300VV270A","","","",""]
["NETW06",1544.33,251.17,42.34,"2007-12-01","","MOCO","","","","","ASR400VV105A","","","",""]
["NETW06",1231.75,650.93,28.73,"2007-12-01","","MOCO","","","","","ASD160A","","","",""]
["NETW06",1607.35,211.81,59.53,"2007-12-01","","MOCO","","","","","ARCMVH200A","","","",""]
["NETW06",1874.45,842.55,{"v":88.9,"d":"88.90"},"2007-12-01","","MOCO","","","","","ASD40VV105A","","","",""]
["NETW06",1073.15,203.62,13.06,"2007-12-01","","MOCO","","","","","ASD16VV270A","","","",""]
["NETW06",1379.56,584.72,95.34,"2007-12-01","","MOCO","","","","","ARCMVH300A","","","",""]
["NETW06",1495.73,221.08,35.55,"2007-12-01","","MOCO","","","","","ASR1600D","","","",""]
["NETW06",1073.73,612.24,80.32,"2007-12-01","","MOCO","","","","","ASR100A","","","",""]
["NETW06",1482.58,384.42,97.24,"2007-12-01","","MOCO","","","","","ASR1000VV65A","","","",""]
["NETW06",1273.16,215.76,14.63,"2007-12-01","","MOCO","","","","","ASD25VV270A","","","",""]
["NETW06",1316.14,569.96,85.15,"2007-12-01","","MOCO","","","","","ASD16VV270A","","","",""]
["NETW06",1456.83,621.53,92.94,"2007-12-01","","MOCO","","","","","ASR25VV270A","","","",""]
["NETW06",1586.37,960.21,81.46,"2007-12-01","","MOCO","","","","","ASD160VV105A","","","",""]
["NETW06",{"v":1134.5,"d":"1134.50"},{"v":867.5,"d":"867.50"},17.54,"2007-12-01","","MOCO","","","","","AR1076D","","","",""]
["NETW06",1437.52,266.32,44.37,"2007-12-01","","MOCO","","","","","ASD160A","","","",""]
["NETW06",1268.54,617.63,48.41,"2007-12-01","","MOCO","","","","","ASD160VV65A","","","",""]
["NETW06",1657.09,857.01,60.75,"2007-12-01","","MOCO","","","","","ASD65VV180A","","","",""]
["NETW06",1634.43,778.44,69.04,"2007-12-01","","MOCO","","","","","ASD160VV270A","","","",""]
["NETW06",1832.86,{"v":281.9,"d":"281.90"},47.81,"2007-12-01","","MOCO","","","","","ASD160VV180A","","","",""]
["NETW06",{"v":1099.6,"d":"1099.60"},789.14,45.41,"2007-12-01","","MOCO","","","","","ASR250VV180A","","","",""]
["NETW06",1155.55,114.55,99.07,"2007-12-01","","MOCO","","","","","ASR250VV180A","","","",""]
["NETW06",1689.92,799.85,20.06,"2007-12-01","","MOCO","","","","","ASR650D","","","",""]
["NETW06",1349.19,240.52,72.02,"2007-12-01","","MOCO","","","","","ASR400VV65A","","","",""]
["NETW06",1285.45,823.47,28.15,"2007-12-01","","MOCO","","","","","ARCMVV100A","","","",""]
["NETW07",1090.49,292.58,79.71,"2007-12-01","","MOCO","","","","","AR10265H","","","",""]
["NETW07",1107.85,904.33,{"v":62,"d":"62.00"},"2007-12-01","","MOCO","","","","","ASD25VV35A","","","",""]
["NETW07",1842.76,471.48,93.19,"2007-12-01","","MOCO","","","","","ASR25VV35A","","","",""]
["NETW07",1671.34,589.49,20.11,"2007-12-01","","MOCO","","","","","ASR400VV105A","","","",""]
["NETW07",1236.85,{"v":828.4,"d":"828.40"},32.66,"2007-12-01","","MOCO","","","","","AR81D","","","",""]
["NETW07",1173.85,938.23,64.73,"2007-12-01","","MOCO","","","","","ASD16VV35A","","","",""]
["NETW07",1754.33,152.01,48.34,"2007-12-01","","MOCO","","","","","ASR100VV270A","","","",""]
["NETW07",1710.86,742.13,55.22,"2007-12-01","","MOCO","","","","","ASR250VV270A","","","",""]
["NETW07",1056.28,{"v":558.6,"d":"558.60"},63.19,"2007-12-01","","MOCO","","","","","ARCMVV160A","","","",""]
["NETW07",1805.66,303.15,{"v":34.4,"d":"34.40"},"2007-12-01","","MOCO","","","","","ASR650VV35A","","","",""]
["NETW07",1369.32,955.31,56.46,"2007-12-01","","MOCO","","","","","AR25D","","","",""]
["NETW07",1494.39,547.98,68.34,"2007-12-01","","MOCO","","","","","ARILHH160A","","","",""]
["NETW07",1648.42,204.52,80.27,"2007-12-01","","MOCO","","","","","ASR25VV65A","","","",""]
["NETW07",1189.73,333.19,30.73,"2007-12-01","","MOCO","","","","","ASD65VV180A","","","",""]
["NETW07",1422.94,{"v":959.3,"d":"959.30"},57.63,"2007-12-01","","MOCO","","","","","ARCMHH250A","","","",""]
["NETW07",{"v":1863.7,"d":"1863.70"},191.06,87.94,"2007-12-01","","MOCO","","","","","AR50D","","","",""]
["NETW07",1261.68,{"v":609.7,"d":"609.70"},18.08,"2007-12-01","","MOCO","","","","","ASD16VV105A","","","",""]
["NETW07",1861.25,507.16,60.37,"2007-12-01","","MOCO","","","","","ASR100D","","","",""]
["NETW07",1234.81,705.75,77.37,"2007-12-01","","MOCO","","","","","AR81D","","","",""]
["NETW07",1505.27,836.33,51.52,"2007-12-01","","MOCO","","","","","ASD100A","","","",""]
["NETW07",1062.23,278.95,27.44,"2007-12-01","","MOCO","","","","","ARCMVV200A","","","",""]
["NETW07",1187.65,{"v":145.7,"d":"145.70"},27.83,"2007-12-01","","MOCO","","","","","ARCMHH65A","","","",""]
["NETW07",1827.21,575.65,22.24,"2007-12-01","","MOCO","","","","","ASD65VV105A","","","",""]
["NETW07",1798.98,{"v":547.5,"d":"547.50"},97.98,"2007-12-01","","MOCO","","","","","ASR650VV180A","","","",""]
["NETW07",1002.39,425.28,48.26,"2007-12-01","","MOCO","","","","","ASD40A","","","",""]
["NETW07",1386.82,480.48,77.74,"2007-12-01","","MOCO","","","","","AR50D","","","",""]
["NETW07",1248.37,{"v":213.8,"d":"213.80"},61.28,"2007-12-01","","MOCO","","","","","ASR25VV65A","","","",""]
["NETW07",1174.47,661.57,47.04,"2007-12-01","","MOCO","","","","","AR362D","","","",""]
["NETW07",1292.25,191.91,22.98,"2007-12-01","","MOCO","","","","","ARCMVV300A","","","",""]
["NETW07",1823.49,229.16,40.54,"2007-12-01","","MOCO","","","","","ARCMVV25A","","","",""]
["NETW07",1512.77,788.92,65.13,"2007-12-01","","MOCO","","","","","ARILHH65A","","","",""]
["NETW07",1694.91,349.78,22.64,"2007-12-01","","MOCO","","","","","ASR1000VV180A","","","",""]
["NETW07",1629.95,105.94,62.42,"2007-12-01","","MOCO","","","","","ASR100D","","","",""]
["NETW07",1455.55,366.81,52.91,"2007-12-01","","MOCO","","","","","ASR100VV65A","","","",""]
["NETW07",1561.07,376.06,91.53,"2007-12-01","","MOCO","","","","","ARCMVV40A","","","",""]
["NETW07",1218.89,645.07,61.64,"2007-12-01","","MOCO","","","","","ASR300VV270A","","","",""]
["NETW07",1971.01,148.75,34.47,"2007-12-01","","MOCO","","","","","ASD100VV65A","","","",""]
["NETW07",1578.29,882.74,10.08,"2007-12-01","","MOCO","","","","","ASR1000VV35A","","","",""]
["NETW07",1517.06,965.73,70.12,"2007-12-01","","MOCO","","","","","AR708D","","","",""]
["NETW07",1053.34,877.89,71.81,"2007-12-01","","MOCO","","","","","ARCMVV160A","","","",""]
["NETW07",1918.34,173.23,30.51,"2007-12-01","","MOCO","","","","","AR25D","","","",""]
["NETW07",1982.73,155.17,10.78,"2007-12-01","","MOCO","","","","","ASD160VV65A","","","",""]
["NETW07",1183.83,{"v":361.4,"d":"361.40"},17.91,"2007-12-01","","MOCO","","","","","ASD25VV270A","","","",""]
["NETW07",1945.11,187.04,54.33,"2007-12-01","","MOCO","","","","","AR81D","","","",""]
["NETW07",1761.45,650.76,92.61,"2007-12-01","","MOCO","","","","","ASR100VV180A","","","",""]
["NETW07",1182.78,322.56,{"v":38.7,"d":"38.70"},"2007-12-01","","MOCO","","","","","ASR1000VV65A","","","",""]
["NETW07",1021.73,{"v":890.8,"d":"890.80"},38.77,"2007-12-01","","MOCO","","","","","ARCMVV200A","","","",""]
["NETW07",1917.02,{"v":277.8,"d":"277.80"},16.41,"2007-12-01","","MOCO","","","","","ASR400VV65A","","","",""]
["NETW07",{"v":1730.2,"d":"1730.20"},442.85,99.46,"2007-12-01","","MOCO","","","","","ASD16VV180A","","","",""]
["NETW07",1789.02,651.51,62.14,"2007-12-01","","MOCO","","","","","ASR40D","","","",""]
["NETW07",1702.64,788.84,94.04,"2007-12-01","","MOCO","","","","","ASR250A","","","",""]
["NETW07",1141.63,395.26,76.46,"2007-12-01","","MOCO","","","","","ASR250VV105A","","","",""]
["NETW07",1432.51,409.97,84.85,"2007-12-01","","MOCO","","","","","ASD40VV65A","","","",""]
["NETW07",1753.22,256.88,94.33,"2007-12-01","","MOCO","","","","","ASD25VV180A","","","",""]
["NETW07",1858.75,732.73,33.21,"2007-12-01","","MOCO","","","","","ASR40VV35A","","","",""]
["NETW07",1676.96,638.73,76.67,"2007-12-01","","MOCO","","","","","AR229D","","","",""]
["NETW07",1532.62,942.15,18.34,"2007-12-01","","MOCO","","","","","ASD40VV65A","","","",""]
["NETW07",1485.02,338.33,17.98,"2007-12-01","","MOCO","","","","","ASD16VV105A","","","",""]
["NETW07",1634.65,298.16,76.79,"2007-12-01","","MOCO","","","","","ASR160A","","","",""]
["NETW07",1581.66,232.55,{"v":73.4,"d":"73.40"},"2007-12-01","","MOCO","","","","","ASR100VV180A","","","",""]
["NETW07",1505.63,912.11,46.16,"2007-12-01","","MOCO","","","","","ASR160VV65A","","","",""]
["NETW07",1824.99,488.31,54.25,"2007-12-01","","MOCO","","","","","ASR300A","","","",""]
["NETW07",1179.63,816.75,10.79,"2007-12-01","","MOCO","","","","","ASD160A","","","",""]
["NETW07",1812.45,393.76,40.09,"2007-12-01","","MOCO","","","","","ASR25VV270A","","","",""]
["NETW07",1355.13,636.07,{"v":47.1,"d":"47.10"},"2007-12-01","","MOCO","","","","","ASD25VV35A","","","",""]
["NETW07",1306.08,493.77,68.12,"2007-12-01","","MOCO","","","","","ASD16VV65A","","","",""]
["NETW07",1083.87,{"v":501.6,"d":"501.60"},53.84,"2007-12-01","","MOCO","","","","","ASR1000A","","","",""]
["NETW07",1000.64,958.62,98.72,"2007-12-01","","MOCO","","","","","ASR300VV105A","","","",""]
["NETW07",1249.17,321.99,{"v":99.5,"d":"99.50"},"2007-12-01","","MOCO","","","","","ARCMVH200A","","","",""]
["NETW07",1034.34,125.04,61.48,"2007-12-01","","MOCO","","","","","ASD100Vv180A","","","",""]
["NETW07",1627.88,874.17,55.05,"2007-12-01","","MOCO","","","","","ASD25VV270A","","","",""]
["NETW07",1309.78,984.95,86.94,"2007-12-01","","MOCO","","","","","ASR200VV270A","","","",""]
["NETW07",1236.75,926.79,74.54,"2007-12-01","","MOCO","","","","","AR538D","","","",""]
["NETW07",1703.02,483.56,17.96,"2007-12-01","","MOCO","","","","","ARCMHH200A","","","",""]
["NETW07",1645.82,740.03,73.06,"2007-12-01","","MOCO","","","","","ARCMVH65A","","","",""]
["NETW07",1006.75,204.14,99.12,"2007-12-01","","MOCO","","","","","ARILHH250A","","","",""]
["NETW07",1549.64,612.72,30.59,"2007-12-01","","MOCO","","","","","ASD65VV65A","","","",""]
["NETW07",1717.98,490.13,27.65,"2007-12-01","","MOCO","","","","","ASD100VV35","","","",""]
["NETW07",1144.69,569.29,95.08,"2007-12-01","","MOCO","","","","","ASR100VV270A","","","",""]
["NETW07",1518.82,418.17,63.49,"2007-12-01","","MOCO","","","","","ASR40VV35A","","","",""]
["NETW07",1900.72,143.64,74.34,"2007-12-01","","MOCO","","","","","ASR40A","","","",""]
["NETW07",1728.85,993.84,32.11,"2007-12-01","","MOCO","","","","","ASR200A","","","",""]
["NETW07",{"v":1196.3,"d":"1196.30"},474.66,53.92,"2007-12-01","","MOCO","","","","","ASD160VV65A","","","",""]
["NETW07",1625.82,936.31,92.22,"2007-12-01","","MOCO","","","","","ASD25VV180A","","","",""]
["NETW07",1911.25,657.87,13.89,"2007-12-01","","MOCO","","","","","ASD25VV180A","","","",""]
["NETW07",1087.56,710.97,92.51,"2007-12-01","","MOCO","","","","","ASR1000VV105A","","","",""]
["NETW07",{"v":1891.5,"d":"1891.50"},991.95,97.39,"2007-12-01","","MOCO","","","","","ARCMVH100A","","","",""]
["NETW07",1254.53,518.55,50.66,"2007-12-01","","MOCO","","","","","ASD40VV105A","","","",""]
["NETW07",1006.92,773.78,57.49,"2007-12-01","","MOCO","","","","","ASR650A","","","",""]
["NETW07",1170.07,{"v":190.5,"d":"190.50"},41.15,"2007-12-01","","MOCO","","","","","AR130D","","","",""]
["NETW07",1425.16,944.11,39.47,"2007-12-01","","MOCO","","","","","ARCMVH100A","","","",""]
["NETW07",1345.67,790.68,{"v":40.5,"d":"40.50"},"2007-12-01","","MOCO","","","","","AR708D","","","",""]
["NETW07",1895.27,884.13,77.88,"2007-12-01","","MOCO","","","","","ARCMHH160A","","","",""]
["NETW07",1696.36,137.76,42.76,"2007-12-01","","MOCO","","","","","AR538D","","","",""]
["NETW07",1709.38,874.88,74.13,"2007-12-01","","MOCO","","","","","ASR200A","","","",""]
["NETW07",1934.65,515.24,95.27,"2007-12-01","","MOCO","","","","","ASR1600D","","","",""]
["NETW07",1857.37,559.02,47.28,"2007-12-01","","MOCO","","","","","ASD65VV270A","","","",""]
["NETW07",1276.49,481.54,49.42,"2007-12-01","","MOCO","","","","","ASR100VV270A","","","",""]
["NETW07",1834.01,984.11,19.89,"2007-12-01","","MOCO","","","","","ASD160VV65A","","","",""]
["NETW07",1761.71,517.92,54.52,"2007-12-01","","MOCO","","","","","ARCMVV300A","","","",""]
["NETW07",1153.92,164.59,77.49,"2007-12-01","","MOCO","","","","","ASR400VV270A","","","",""]
["NETW07",1996.88,517.47,73.04,"2007-12-01","","MOCO","","","","","ARCMHH100A","","","",""]
["NETW07",1983.83,{"v":795.1,"d":"795.10"},79.24,"2007-12-01","","MOCO","","","","","ASR100A","","","",""]
["NETW07",1459.72,940.48,23.81,"2007-12-01","","MOCO","","","","","ASR40VV180A","","","",""]
["NETW07",1721.58,809.09,91.39,"2007-12-01","","MOCO","","","","","ASR250VV180A","","","",""]
["NETW07",{"v":1465.4,"d":"1465.40"},727.44,19.85,"2007-12-01","","MOCO","","","","","ASR200VV65A","","","",""]
["NETW07",1481.83,{"v":768.9,"d":"768.90"},84.77,"2007-12-01","","MOCO","","","","","ASR25VV105A","","","",""]
["NETW07",1692.64,999.88,42.31,"2007-12-01","","MOCO","","","","","AR81D","","","",""]
["NETW07",1786.39,389.23,17.63,"2007-12-01","","MOCO","","","","","ASD16VV105A","","","",""]
["NETW07",1960.89,787.06,53.44,"2007-12-01","","MOCO","","","","","ASR200VV65A","","","",""]
["NETW07",1713.42,484.34,59.09,"2007-12-01","","MOCO","","","","","ARCMVV250A","","","",""]
["NETW07",1928.58,665.36,{"v":99.9,"d":"99.90"},"2007-12-01","","MOCO","","","","","ASD16A","","","",""]
["NETW07",1622.52,249.52,67.71,"2007-12-01","","MOCO","","","","","ASR160D","","","",""]
["NETW07",1617.78,259.47,{"v":79,"d":"79.00"},"2007-12-01","","MOCO","","","","","ASD65VV35A","","","",""]
["NETW07",1897.73,609.65,13.42,"2007-12-01","","MOCO","","","","","ASR1000A","","","",""]
["NETW07",1044.23,487.88,88.03,"2007-12-01","","MOCO","","","","","ASR250VV65A","","","",""]
["NETW07",1622.63,216.08,32.05,"2007-12-01","","MOCO","","","","","ASR100VV65A","","","",""]
["NETW07",1908.55,598.87,48.79,"2007-12-01","","MOCO","","","","","ARCMHH100A","","","",""]
["NETW07",1251.45,575.64,85.28,"2007-12-01","","MOCO","","","","","ASD100VV270A","","","",""]
["NETW07",{"v":1356.9,"d":"1356.90"},237.92,72.67,"2007-12-01","","MOCO","","","","","ASR160A","","","",""]
["NETW07",{"v":1425.1,"d":"1425.10"},434.39,80.95,"2007-12-01","","MOCO","","","","","ASR100VV180A","","","",""]
["NETW07",1406.92,740.58,71.29,"2007-12-28","","MOCO","","","","","ASR25VV270A","","","",""]
["NETW07",{"v":1507.3,"d":"1507.30"},102.87,29.19,"2007-12-31","","MOCO","","","","","ASD16VV105A","","","",""]
["NETW07",{"v":1116,"d":"1116.00"},390.58,45.07,"2007-12-03","","MOCO","","","","","AR50D","","","",""]
["NETW07",1436.96,211.69,75.62,"2007-12-29","","MOCO","","","","","AR81D","","","",""]
["NETW07",1738.92,797.92,{"v":68.6,"d":"68.60"},"2007-12-05","","MOCO","","","","","ASR25D","","","",""]
["NETW07",1589.23,992.95,54.64,"2007-12-18","","MOCO","","","","","ASD25VV180A","","","",""]
["NETW07",1272.94,549.28,60.97,"2007-12-17","","MOCO","","","","","ARILHH100A","","","",""]
["NETW07",{"v":1945.1,"d":"1945.10"},950.15,22.47,"2007-12-19","","MOCO","","","","","ASR400VV270A","","","",""]
["NETW07",1775.62,{"v":116.4,"d":"116.40"},21.76,"2007-12-16","","MOCO","","","","","ASD65A","","","",""]
["NETW07",1718.12,163.63,92.43,"2007-12-07","","MOCO","","","","","ARCMVV40A","","","",""]
["NETW07",1624.75,713.67,12.27,"2007-12-18","","MOCO","","","","","ASD25VV35A","","","",""]
["NETW07",1190.62,977.26,51.42,"2007-12-04","","MOCO","","","","","AR130D","","","",""]
["NETW07",1900.94,556.22,99.43,"2007-12-18","","MOCO","","","","","ASR100A","","","",""]
["NETW07",1364.22,530.93,12.56,"2007-12-02","","MOCO","","","","","ARCMHH160A","","","",""]
["NETW07",1805.18,202.98,85.49,"2007-12-25","","MOCO","","","","","ASR1000VV180A","","","",""]
["NETW07",1550.37,905.36,19.11,"2007-12-02","","MOCO","","","","","ASD25VV105A","","","",""]
["NETW08",1012.63,167.35,45.13,"2007-12-01","","MOCO","","","","","ARCMHH300A","","","",""]
["NETW08",1922.26,631.94,87.83,"2007-12-01","","MOCO","","","","","ASD65A","","","",""]
["NETW08",1602.08,851.61,24.38,"2007-12-01","","MOCO","","","","","ASR100VV65A","","","",""]
["NETW08",1070.54,282.88,34.62,"2007-12-01","","MOCO","","","","","AR708D","","","",""]
["NETW08",1791.98,571.18,10.29,"2007-12-01","","MOCO","","","","","ASR25VV35A","","","",""]
["NETW08",1324.72,512.64,89.54,"2007-12-01","","MOCO","","","","","ASD160VV180A","","","",""]
["NETW08",1943.66,843.83,63.48,"2007-12-01","","MOCO","","","","","ASD65VV65A","","","",""]
["NETW08",1892.63,909.71,87.25,"2007-12-01","","MOCO","","","","","ARCMVV25A","","","",""]
["NETW08",{"v":1821.8,"d":"1821.80"},169.95,29.92,"2007-12-01","","MOCO","","","","","ASD160VV105A","","","",""]
["NETW08",1287.81,521.03,85.94,"2007-12-01","","MOCO","","","","","ARILHH650A","","","",""]
["NETW08",{"v":1222.6,"d":"1222.60"},902.49,97.81,"2007-12-01","","MOCO","","","","","ASR100A","","","",""]
["NETW08",1937.54,826.15,29.97,"2007-12-01","","MOCO","","","","","ASD25VV65A","","","",""]
["NETW08",1099.77,822.04,36.91,"2007-12-01","","MOCO","","","","","ASR250VV65A","","","",""]
["NETW08",1745.65,944.84,83.88,"2007-12-01","","MOCO","","","","","ARCMVV160A","","","",""]
["NETW08",1961.95,259.67,{"v":97.5,"d":"97.50"},"2007-12-01","","MOCO","","","","","ASD25VV35A","","","",""]
["NETW08",1712.46,568.06,45.45,"2007-12-01","","MOCO","","","","","ASR40VV65A","","","",""]
["NETW08",1672.32,537.53,14.03,"2007-12-01","","MOCO","","","","","ASR1000A","","","",""]
["NETW08",1738.01,{"v":363.9,"d":"363.90"},75.67,"2007-12-01","","MOCO","","","","","ASD65VV35A","","","",""]
["NETW08",1230.19,373.59,65.54,"2007-12-01","","MOCO","","","","","ASR160VV180A","","","",""]
["NETW08",1567.72,816.51,97.68,"2007-12-01","","MOCO","","","","","AR81D","","","",""]
["NETW08",1562.47,724.75,17.64,"2007-12-01","","MOCO","","","","","ARILHH200A","","","",""]
["NETW08",1061.04,370.13,22.64,"2007-12-01","","MOCO","","","","","ASR1075D","","","",""]
["NETW08",1702.56,208.92,81.21,"2007-12-01","","MOCO","","","","","ASR1000VV65A","","","",""]
["NETW08",1944.33,{"v":236.2,"d":"236.20"},85.86,"2007-12-01","","MOCO","","","","","ASR300VV270A","","","",""]
["NETW08",1355.22,{"v":775.4,"d":"775.40"},72.03,"2007-12-01","","MOCO","","","","","ASR250A","","","",""]
["NETW08",1058.14,792.76,10.67,"2007-12-01","","MOCO","","","","","ASR300VV65A","","","",""]
["NETW08",1367.16,239.76,54.54,"2007-12-01","","MOCO","","","","","ASR400VV65A","","","",""]
["NETW08",1262.35,583.05,33.96,"2007-12-01","","MOCO","","","","","ARCMVV25A","","","",""]
["NETW08",1155.05,727.73,81.82,"2007-12-01","","MOCO","","","","","ASD40VV270A","","","",""]
["NETW08",{"v":345,"d":"345.00"},{"v":34,"d":"34.00"},"","2000-01-01","","MOCO","","","","","AR10265H","","","",""]
["NETW08",1826.56,267.36,66.15,"2007-12-01","","MOCO","","","","","ASR160VV65A","","","",""]
["NETW08",1315.45,779.63,55.68,"2007-12-01","","MOCO","","","","","ARILHH400A","","","",""]
["NETW08",1347.03,713.84,56.76,"2007-12-01","","MOCO","","","","","ASR100VV270A","","","",""]
["NETW08",1339.53,792.41,68.11,"2007-12-01","","MOCO","","","","","ASR400VV180A","","","",""]
["NETW08",1057.34,296.86,61.94,"2007-12-01","","MOCO","","","","","AR229D","","","",""]
["NETW08",1651.99,327.64,52.47,"2007-12-01","","MOCO","","","","","ASD160VV105A","","","",""]
["NETW08",1973.81,806.76,94.62,"2007-12-01","","MOCO","","","","","ASD16VV270A","","","",""]
["NETW08",1850.38,{"v":341.4,"d":"341.40"},18.29,"2007-12-01","","MOCO","","","","","ASR400VV65A","","","",""]
["NETW08",1487.97,926.06,95.02,"2007-12-01","","MOCO","","","","","AR283D","","","",""]
["NETW08",1050.49,482.74,95.23,"2007-12-01","","MOCO","","","","","ASR650VV65A","","","",""]
["NETW08",1739.76,548.12,44.19,"2007-12-01","","MOCO","","","","","ASD25VV105A","","","",""]
["NETW08",1386.96,299.18,27.19,"2007-12-09","","MOCO","","","","","ASR40VV105A","","","",""]
["NETW08",1936.37,351.48,70.51,"2007-12-04","","MOCO","","","","","ASR100VV180A","","","",""]
["NETW08",1315.05,861.63,20.57,"2007-12-04","","MOCO","","","","","ASD100A","","","",""]
["NETW08",1259.07,945.33,92.53,"2007-12-27","","MOCO","","","","","ASR40D","","","",""]
["NETW08",1411.38,983.88,{"v":37.8,"d":"37.80"},"2007-12-15","","MOCO","","","","","ASD25A","","","",""]
["NETW08",1830.97,570.12,{"v":88.3,"d":"88.30"},"2007-12-08","","MOCO","","","","","ASR160VV270A","","","",""]
["NETW08",1896.72,498.75,74.25,"2007-12-08","","MOCO","","","","","ASR160VV270A","","","",""]
["NETW08",1551.12,820.76,{"v":45.3,"d":"45.30"},"2007-12-01","","MOCO","","","","","ASD40VV105A","","","",""]
["NETW08",1170.37,307.56,60.36,"2007-12-01","","MOCO","","","","","ASR100VV105A","","","",""]
["NETW08",1801.41,667.43,69.33,"2007-12-01","","MOCO","","","","","ASD160VV270A","","","",""]
["NETW08",1538.46,115.29,52.83,"2007-12-01","","MOCO","","","","","ASR1000VV35A","","","",""]
["NETW08",1122.34,314.73,58.39,"2007-12-01","","MOCO","","","","","ASD16A","","","",""]
["NETW08",1638.81,519.08,25.34,"2007-12-01","","MOCO","","","","","ASR650VV180A","","","",""]
["NETW08",{"v":1059.8,"d":"1059.80"},292.44,99.16,"2007-12-01","","MOCO","","","","","ASD16VV105A","","","",""]
["NETW08",1914.72,307.88,17.85,"2007-12-01","","MOCO","","","","","ASD40VV65A","","","",""]
["NETW08",1691.13,994.65,41.73,"2007-12-01","","MOCO","","","","","ASR400VV180A","","","",""]
["NETW08",{"v":1850.3,"d":"1850.30"},170.48,76.33,"2007-12-01","","MOCO","","","","","ARILHH160A","","","",""]
["NETW08",1429.01,133.87,65.89,"2007-12-01","","MOCO","","","","","ASR100VV270A","","","",""]
["NETW08",1716.57,645.63,13.26,"2007-12-01","","MOCO","","","","","ASR1000VV35A","","","",""]
["NETW08",1871.28,109.18,47.74,"2007-12-01","","MOCO","","","","","ASR25D","","","",""]
["NETW08",1173.44,{"v":850.8,"d":"850.80"},{"v":42.6,"d":"42.60"},"2007-12-01","","MOCO","","","","","ASR1000VV35A","","","",""]
["NETW08",{"v":1575.8,"d":"1575.80"},{"v":184.4,"d":"184.40"},90.82,"2007-12-01","","MOCO","","","","","ASR160VV180A","","","",""]
["NETW08",1419.51,173.72,44.87,"2007-12-01","","MOCO","","","","","ARCMVV300A","","","",""]
["NETW08",1884.06,{"v":186.5,"d":"186.50"},74.72,"2007-12-01","","MOCO","","","","","AR25D","","","",""]
["NETW08",1146.53,425.18,82.29,"2007-12-01","","MOCO","","","","","ARILHH650A","","","",""]
["NETW08",1245.88,187.07,71.45,"2007-12-01","","MOCO","","","","","ASR1000VV65A","","","",""]
["NETW08",1056.15,408.32,36.99,"2007-12-01","","MOCO","","","","","ASR400A","","","",""]
["NETW08",1440.75,588.17,38.39,"2007-12-01","","MOCO","","","","","ASR25VV270A","","","",""]
["NETW08",1012.27,560.95,56.56,"2007-12-01","","MOCO","","","","","ASR100VV105A","","","",""]
["NETW08",1600.03,356.58,96.16,"2007-12-01","","MOCO","","","","","ASR25VV105A","","","",""]
["NETW08",1436.05,{"v":554,"d":"554.00"},48.52,"2007-12-01","","MOCO","","","","","ARILHH65A","","","",""]
["NETW08",1527.87,649.65,35.32,"2007-12-01","","MOCO","","","","","ARCMVV40A","","","",""]
["NETW08",1747.81,928.14,77.77,"2007-12-01","","MOCO","","","","","ASR650VV270A","","","",""]
["NETW08",1493.61,537.88,56.08,"2007-12-01","","MOCO","","","","","ASD25VV65A","","","",""]
["NETW08",1170.67,167.05,{"v":41.9,"d":"41.90"},"2007-12-01","","MOCO","","","","","ASD160A","","","",""]
["NETW08",1903.36,874.19,80.41,"2007-12-01","","MOCO","","","","","ARCMHH160A","","","",""]
["NETW08",1689.68,251.59,82.27,"2007-12-01","","MOCO","","","","","ARILHH300A","","","",""]
["NETW08",1050.71,402.98,78.68,"2007-12-01","","MOCO","","","","","ASR250A","","","",""]
["NETW08",1727.67,985.23,46.11,"2007-12-01","","MOCO","","","","","ASD40VV65A","","","",""]
["NETW08",1440.76,308.09,80.34,"2007-12-01","","MOCO","","","","","ASD65A","","","",""]
["NETW08",1887.23,{"v":928.4,"d":"928.40"},68.81,"2007-12-01","","MOCO","","","","","ASD16VV270A","","","",""]
["NETW08",{"v":1297.8,"d":"1297.80"},473.81,83.24,"2007-12-01","","MOCO","","","","","ASD25VV270A","","","",""]
["NETW08",1704.53,370.33,81.02,"2007-12-01","","MOCO","","","","","ASD40VV35A","","","",""]
["NETW08",1795.83,{"v":639.7,"d":"639.70"},84.87,"2007-12-01","","MOCO","","","","","ASR400A","","","",""]
["NETW08",1092.06,354.07,15.66,"2007-12-01","","MOCO","","","","","ASR160VV180A","","","",""]
["NETW08",1747.13,177.16,23.52,"2007-12-01","","MOCO","","","","","ASD40A","","","",""]
["NETW08",1636.48,989.21,34.04,"2007-12-01","","MOCO","","","","","ASD65VV270A","","","",""]
["NETW08",1719.08,932.19,25.85,"2007-12-01","","MOCO","","","","","ASR650VV65A","","","",""]
["NETW08",1524.34,548.74,22.26,"2007-12-01","","MOCO","","","","","ASD25VV105A","","","",""]
["NETW08",1281.82,626.61,34.98,"2007-12-01","","MOCO","","","","","ARCMVH100A","","","",""]
["NETW08",{"v":1664.3,"d":"1664.30"},540.03,{"v":10.6,"d":"10.60"},"2007-12-01","","MOCO","","","","","ASR160VV65A","","","",""]
["NETW08",1850.95,175.62,61.07,"2007-12-01","","MOCO","","","","","ASR300A","","","",""]
["NETW08",1981.47,477.52,52.42,"2007-12-01","","MOCO","","","","","ASR40A","","","",""]
["NETW08",1675.73,632.79,17.91,"2007-12-01","","MOCO","","","","","AR10265H","","","",""]
["NETW08",{"v":1994.7,"d":"1994.70"},212.73,10.43,"2007-12-01","","MOCO","","","","","ASD16A","","","",""]
["NETW08",1913.43,630.07,27.78,"2007-12-01","","MOCO","","","","","ASR100VV270A","","","",""]
["NETW08",1535.14,{"v":166.6,"d":"166.60"},89.82,"2007-12-01","","MOCO","","","","","ASR25D","","","",""]
["NETW08",1438.21,706.54,45.47,"2007-12-01","","MOCO","","","","","AR283D","","","",""]
["NETW08",1988.42,633.74,38.06,"2007-12-01","","MOCO","","","","","ASR40VV180A","","","",""]
["NETW08",1860.34,765.11,57.48,"2007-12-01","","MOCO","","","","","ARILHH300A","","","",""]
["NETW08",1989.97,627.13,43.83,"2007-12-01","","MOCO","","","","","ASR300VV105A","","","",""]
["NETW08",1922.17,{"v":369.8,"d":"369.80"},11.52,"2007-12-01","","MOCO","","","","","ARCMVV250A","","","",""]
["NETW08",1116.53,289.75,87.68,"2007-12-01","","MOCO","","","","","ARILHH1000A","","","",""]
["NETW08",1104.01,404.07,38.99,"2007-12-01","","MOCO","","","","","ARCMHH200A","","","",""]
["NETW08",1807.16,906.63,39.97,"2007-12-01","","MOCO","","","","","ASR250VV65A","","","",""]
["NETW08",1356.57,279.37,12.45,"2007-12-01","","MOCO","","","","","ASD160VV105A","","","",""]
["NETW08",1238.67,986.84,67.43,"2007-12-01","","MOCO","","","","","ASD40VV270A","","","",""]
["NETW08",1822.66,247.31,21.22,"2007-12-01","","MOCO","","","","","ARILHH200A","","","",""]
["NETW08",{"v":1115.7,"d":"1115.70"},495.22,99.32,"2007-12-01","","MOCO","","","","","ASR40A","","","",""]
["NETW08",1808.16,318.03,38.68,"2007-12-01","","MOCO","","","","","ASR450D","","","",""]
["NETW08",1754.94,{"v":390.2,"d":"390.20"},25.66,"2007-12-01","","MOCO","","","","","AR283D","","","",""]
["NETW08",1555.95,{"v":257.3,"d":"257.30"},65.37,"2007-12-01","","MOCO","","","","","ARCMHH250A","","","",""]
["NETW08",1972.49,{"v":431.6,"d":"431.60"},77.72,"2007-12-01","","MOCO","","","","","ASR25VV180A","","","",""]
["NETW08",1365.72,456.92,11.59,"2007-12-01","","MOCO","","","","","ASR400VV105A","","","",""]
["NETW08",1178.14,725.77,83.43,"2007-12-01","","MOCO","","","","","ARCMHH300A","","","",""]
["NETW08",1815.33,509.04,42.73,"2007-12-01","","MOCO","","","","","ASR200VV65A","","","",""]
["NETW08",1474.49,297.67,98.93,"2007-12-01","","MOCO","","","","","ARCMVH65A","","","",""]
["RDN01",1172.31,725.62,55.96,"2007-12-01","","MOCO","","","","","ASD100VV270A","","","",""]
["RDN01",1702.87,425.62,89.86,"2007-12-01","","MOCO","","","","","ASR160VV65A","","","",""]
["RDN01",1383.11,768.11,31.08,"2007-12-01","","MOCO","","","","","ASR40VV180A","","","",""]
["RDN01",1859.03,363.72,62.53,"2007-12-01","","MOCO","","","","","ARCMVH65A","","","",""]
["RDN01",1931.02,796.23,{"v":86.4,"d":"86.40"},"2007-12-01","","MOCO","","","","","ASR40A","","","",""]
["RDN01",1694.97,918.11,90.31,"2007-12-01","","MOCO","","","","","ARCMVH250A","","","",""]
["RDN01",1341.58,198.14,{"v":60.6,"d":"60.60"},"2007-12-01","","MOCO","","","","","ASR250VV65A","","","",""]
["RDN01",1286.96,267.67,23.16,"2007-12-01","","MOCO","","","","","ASD160VV65A","","","",""]
["RDN01",1452.32,416.16,26.54,"2007-12-01","","MOCO","","","","","ASR1600D","","","",""]
["RDN01",{"v":1501.5,"d":"1501.50"},110.48,58.25,"2007-12-01","","MOCO","","","","","ARCMHH65A","","","",""]
["RDN01",1620.68,460.29,95.81,"2007-12-01","","MOCO","","","","","ASD160VV35A","","","",""]
["RDN01",1205.84,446.56,87.97,"2007-12-01","","MOCO","","","","","ASD25VV180A","","","",""]
["RDN01",1181.78,536.53,41.17,"2007-12-01","","MOCO","","","","","ASD65VV270A","","","",""]
["RDN01",1249.43,234.35,82.32,"2007-12-01","","MOCO","","","","","ASD100A","","","",""]
["RDN01",{"v":1091.4,"d":"1091.40"},509.86,74.41,"2007-12-01","","MOCO","","","","","ASD40A","","","",""]
["RDN01",1718.62,{"v":636.1,"d":"636.10"},90.07,"2007-12-01","","MOCO","","","","","ASR160A","","","",""]
["RDN01",1372.31,343.02,65.98,"2007-12-01","","MOCO","","","","","ARCMVV65A","","","",""]
["RDN01",{"v":1392.3,"d":"1392.30"},333.63,10.33,"2007-12-01","","MOCO","","","","","ASD40VV105A","","","",""]
["RDN01",1953.53,360.18,48.23,"2007-12-01","","MOCO","","","","","ASD40VV65A","","","",""]
["RDN01",1291.32,653.26,52.64,"2007-12-01","","MOCO","","","","","ARCMHH250A","","","",""]
["RDN01",1660.61,756.61,26.21,"2007-12-01","","MOCO","","","","","ASR160A","","","",""]
["RDN01",1478.37,190.25,40.53,"2007-12-01","","MOCO","","","","","ASR25VV180A","","","",""]
["RDN01",1478.44,781.11,46.23,"2007-12-01","","MOCO","","","","","ASD16VV270A","","","",""]
["RDN01",1657.65,809.86,86.63,"2007-12-01","","MOCO","","","","","ASR250VV180A","","","",""]
["RDN01",1726.42,268.43,71.37,"2007-12-01","","MOCO","","","","","AR362D","","","",""]
["RDN01",1617.34,618.42,87.38,"2007-12-01","","MOCO","","","","","ARCMVV65A","","","",""]
["RDN01",1188.12,692.92,50.95,"2007-12-01","","MOCO","","","","","ASR400VV180A","","","",""]
["RDN01",{"v":1711.8,"d":"1711.80"},190.53,24.69,"2007-12-01","","MOCO","","","","","ARCMVH65A","","","",""]
["RDN01",1995.75,278.33,{"v":74.5,"d":"74.50"},"2007-12-01","","MOCO","","","","","ASD160A","","","",""]
["RDN01",1234.48,{"v":942.4,"d":"942.40"},61.76,"2007-12-01","","MOCO","","","","","ASR1000VV180A","","","",""]
["RDN01",1088.34,684.76,39.56,"2007-12-01","","MOCO","","","","","ARILHH650A","","","",""]
["RDN01",1281.41,865.39,29.05,"2007-12-01","","MOCO","","","","","ARCMVV40A","","","",""]
["RDN01",1260.41,270.15,75.47,"2007-12-01","","MOCO","","","","","ASR160VV65A","","","",""]
["RDN01",1729.62,176.12,80.43,"2007-12-01","","MOCO","","","","","ASR400VV180A","","","",""]
["RDN01",1563.76,319.23,57.77,"2007-12-01","","MOCO","","","","","ASR100A","","","",""]
["RDN01",{"v":1113,"d":"1113.00"},747.09,10.56,"2007-12-01","","MOCO","","","","","ARCMVV160A","","","",""]
["RDN01",1842.76,{"v":755.7,"d":"755.70"},54.82,"2007-12-01","","MOCO","","","","","ASR1000VV270A","","","",""]
["RDN01",1517.73,{"v":946.1,"d":"946.10"},81.67,"2007-12-01","","MOCO","","","","","ASD65VV65A","","","",""]
["RDN01",1180.56,984.96,52.05,"2007-12-01","","MOCO","","","","","ASR160VV180A","","","",""]
["RDN01",{"v":1217.4,"d":"1217.40"},882.17,52.05,"2007-12-01","","MOCO","","","","","AR362D","","","",""]
["RDN01",1126.28,{"v":874.9,"d":"874.90"},85.88,"2007-12-01","","MOCO","","","","","ASR40VV35A","","","",""]
["RDN01",1208.33,{"v":488.9,"d":"488.90"},32.62,"2007-12-01","","MOCO","","","","","ASR40VV270A","","","",""]
["RDN01",1720.24,260.77,56.58,"2007-12-01","","MOCO","","","","","ASR200VV65A","","","",""]
["RDN01",1570.94,323.51,22.36,"2007-12-01","","MOCO","","","","","ASR1600D","","","",""]
["RDN01",1492.67,875.19,45.13,"2007-12-01","","MOCO","","","","","ASR1075D","","","",""]
["RDN01",1476.42,607.19,27.84,"2007-12-01","","MOCO","","","","","ARCMVV160A","","","",""]
["RDN01",1839.67,655.68,33.09,"2007-12-17","","MOCO","","","","","ASD40VV35A","","","",""]
["RDN01",1209.13,154.42,77.72,"2007-12-04","","MOCO","","","","","ASR1000A","","","",""]
["RDN01",1908.11,824.51,{"v":68.6,"d":"68.60"},"2007-12-07","","MOCO","","","","","ASD25VV270A","","","",""]
["RDN01",1512.97,615.48,86.91,"2007-12-21","","MOCO","","","","","ASR300A","","","",""]
["RDN01",1183.63,935.08,67.53,"2007-12-10","","MOCO","","","","","ASR650VV270A","","","",""]
["RDN01",1249.75,726.76,84.19,"2007-12-29","","MOCO","","","","","ASR25VV65A","","","",""]
["RDN01",1853.62,616.86,10.07,"2007-12-11","","MOCO","","","","","ASR1000VV35A","","","",""]
["RDN01",1388.83,801.01,95.01,"2007-12-06","","MOCO","","","","","ARCMVH250A","","","",""]
["RDN01",1913.06,530.64,74.89,"2007-12-02","","MOCO","","","","","ARCMVV40A","","","",""]
["RDN01",{"v":1233,"d":"1233.00"},368.81,93.01,"2007-12-12","","MOCO","","","","","ASR1000VV35A","","","",""]
["RDN01",1219.98,463.67,49.81,"2007-12-09","","MOCO","","","","","ASD65VV180A","","","",""]
["RDN01",1426.04,745.59,10.67,"2007-12-06","","MOCO","","","","","ASR1600D","","","",""]
["RDN01",1998.91,{"v":359.6,"d":"359.60"},52.03,"2007-12-28","","MOCO","","","","","ASR300A","","","",""]
["RDN01",1168.36,516.87,75.65,"2007-12-25","","MOCO","","","","","ASR400VV65A","","","",""]
["RDN01",1804.53,842.49,38.98,"2007-12-26","","MOCO","","","","","ASR200VV270A","","","",""]
["RDN01",1982.63,983.88,96.89,"2007-12-12","","MOCO","","","","","ASD40VV35A","","","",""]
["RDN01",1968.97,277.71,96.36,"2007-12-01","","MOCO","","","","","ASD25VV180A","","","",""]
["RDN01",1797.52,643.36,50.92,"2007-12-01","","MOCO","","","","","ASR40VV270A","","","",""]
["RDN01",1728.09,890.06,10.09,"2007-12-01","","MOCO","","","","","ASD25VV35A","","","",""]
["RDN01",1778.23,238.44,82.73,"2007-12-01","","MOCO","","","","","ARCMVV25A","","","",""]
["RDN01",{"v":1142.2,"d":"1142.20"},821.25,23.85,"2007-12-01","","MOCO","","","","","ASD65VV180A","","","",""]
["RDN01",1984.14,517.16,71.14,"2007-12-01","","MOCO","","","","","ASD160VV65A","","","",""]
["RDN01",1780.51,885.06,27.11,"2007-12-01","","MOCO","","","","","ASD65VV180A","","","",""]
["RDN01",1594.89,366.36,13.94,"2007-12-01","","MOCO","","","","","ARCMHH300A","","","",""]
["RDN01",1001.41,{"v":148.3,"d":"148.30"},87.02,"2007-12-01","","MOCO","","","","","ARCMVH200A","","","",""]
["RDN01",1103.52,448.56,45.07,"2007-12-01","","MOCO","","","","","ASR65D","","","",""]
["RDN01",1849.68,214.72,27.68,"2007-12-01","","MOCO","","","","","ASR160A","","","",""]
["RDN01",1775.08,740.51,41.57,"2007-12-01","","MOCO","","","","","ASD40VV180A","","","",""]
["RDN01",1468.47,{"v":472.1,"d":"472.10"},33.75,"2007-12-01","","MOCO","","","","","ARCMVV200A","","","",""]
["RDN01",1150.96,511.33,58.03,"2007-12-01","","MOCO","","","","","AR708D","","","",""]
["RDN01",{"v":1196.7,"d":"1196.70"},630.13,45.44,"2007-12-01","","MOCO","","","","","ASR250VV270A","","","",""]
["RDN01",1168.74,681.71,83.93,"2007-12-01","","MOCO","","","","","ARCMHH65A","","","",""]
["RDN01",1782.38,381.77,32.37,"2007-12-01","","MOCO","","","","","ASR200VV180A","","","",""]
["RDN01",1191.86,646.34,25.43,"2007-12-01","","MOCO","","","","","ASD25VV35A","","","",""]
["RDN01",1982.01,251.36,52.34,"2007-12-01","","MOCO","","","","","ASR300VV180A","","","",""]
["RDN01",1515.16,534.48,78.03,"2007-12-01","","MOCO","","","","","ASD65VV105A","","","",""]
["RDN01",1640.34,739.19,49.63,"2007-12-01","","MOCO","","","","","ASD25VV180A","","","",""]
["RDN01",1845.81,275.17,81.41,"2007-12-01","","MOCO","","","","","ASR25VV270A","","","",""]
["RDN01",1677.19,126.05,97.15,"2007-12-01","","MOCO","","","","","AR283D","","","",""]
["RDN01",1408.01,265.09,50.81,"2007-12-01","","MOCO","","","","","ARCMVH250A","","","",""]
["RDN01",1590.04,{"v":252.9,"d":"252.90"},50.93,"2007-12-01","","MOCO","","","","","ASR40VV180A","","","",""]
["RDN01",1843.04,679.33,44.71,"2007-12-01","","MOCO","","","","","ASR200VV270A","","","",""]
["RDN01",1892.27,831.62,96.67,"2007-12-01","","MOCO","","","","","ASD65VV35A","","","",""]
["RDN01",1239.01,596.66,37.99,"2007-12-01","","MOCO","","","","","ARCMHH65A","","","",""]
["RDN01",1823.35,569.45,29.11,"2007-12-01","","MOCO","","","","","ASR100VV270A","","","",""]
["RDN01",1735.23,661.07,52.68,"2007-12-01","","MOCO","","","","","ASD16VV180A","","","",""]
["RDN01",1045.42,657.64,11.63,"2007-12-01","","MOCO","","","","","ASD160VV105A","","","",""]
["RDN01",1369.28,793.52,{"v":13.5,"d":"13.50"},"2007-12-01","","MOCO","","","","","ARCMVV40A","","","",""]
["RDN01",1439.61,968.57,88.29,"2007-12-01","","MOCO","","","","","ASR650VV180A","","","",""]
["RDN01",{"v":1386,"d":"1386.00"},681.28,86.62,"2007-12-01","","MOCO","","","","","ARILHH1000A","","","",""]
["RDN01",1053.57,203.42,62.35,"2007-12-01","","MOCO","","","","","ASR650VV270A","","","",""]
["RDN01",1240.76,968.25,97.52,"2007-12-01","","MOCO","","","","","ASR400VV180A","","","",""]
["RDN01",1157.77,334.94,75.82,"2007-12-01","","MOCO","","","","","ASD65VV35A","","","",""]
["RDN01",1614.46,407.58,61.12,"2007-12-01","","MOCO","","","","","ASR160VV180A","","","",""]
["RDN01",1378.44,748.09,94.19,"2007-12-01","","MOCO","","","","","ASR400VV105A","","","",""]
["RDN01",{"v":1775.5,"d":"1775.50"},712.26,47.36,"2007-12-01","","MOCO","","","","","ASD25VV270A","","","",""]
["RDN01",1189.67,316.66,21.01,"2007-12-01","","MOCO","","","","","ASR1000VV65A","","","",""]
["RDN01",1460.72,734.35,91.87,"2007-12-01","","MOCO","","","","","ASR1000VV105A","","","",""]
["RDN01",1141.02,354.51,43.49,"2007-12-01","","MOCO","","","","","ASD25VV270A","","","",""]
["RDN01",1938.32,733.13,64.58,"2007-12-01","","MOCO","","","","","ASR160VV270A","","","",""]
["RDN01",1224.89,924.58,25.99,"2007-12-01","","MOCO","","","","","ARILHH65A","","","",""]
["RDN01",1209.08,855.66,69.07,"2007-12-01","","MOCO","","","","","ASD65A","","","",""]
["RDN01",1448.98,885.75,70.59,"2007-12-01","","MOCO","","","","","AR283D","","","",""]
["RDN01",1266.13,605.12,99.27,"2007-12-01","","MOCO","","","","","ASD40A","","","",""]
["RDN01",1662.18,{"v":119.9,"d":"119.90"},{"v":51.9,"d":"51.90"},"2007-12-01","","MOCO","","","","","ASD100Vv105A","","","",""]
["RDN01",1867.05,351.09,31.03,"2007-12-01","","MOCO","","","","","ASR300VV65A","","","",""]
["RDN01",{"v":1365.3,"d":"1365.30"},977.39,77.25,"2007-12-01","","MOCO","","","","","ASD25A","","","",""]
["RDN01",1140.91,427.64,25.48,"2007-12-01","","MOCO","","","","","ASR200VV270A","","","",""]
["RDN01",{"v":1009.6,"d":"1009.60"},718.23,{"v":86.9,"d":"86.90"},"2007-12-01","","MOCO","","","","","ASD100VV35","","","",""]
["RDN01",1047.04,504.43,{"v":85.5,"d":"85.50"},"2007-12-01","","MOCO","","","","","ASD16VV35A","","","",""]
["RDN01",1722.87,110.56,{"v":15.1,"d":"15.10"},"2007-12-01","","MOCO","","","","","AR1076D","","","",""]
["RDN01",1038.88,176.62,24.79,"2007-12-01","","MOCO","","","","","ARILHH400A","","","",""]
["RDN01",1535.22,507.62,52.84,"2007-12-01","","MOCO","","","","","ASR40D","","","",""]
["RDN01",1484.59,{"v":628.8,"d":"628.80"},84.16,"2007-12-01","","MOCO","","","","","ASD25VV35A","","","",""]
["RDN01",1064.56,410.71,48.28,"2007-12-01","","MOCO","","","","","ASR160D","","","",""]
["RDN01",1421.74,716.77,52.66,"2007-12-01","","MOCO","","","","","ASR650VV105A","","","",""]
["RDN01",1993.43,967.31,47.26,"2007-12-01","","MOCO","","","","","ASR1000VV270A","","","",""]
["RDN01",1691.32,{"v":858.9,"d":"858.90"},43.97,"2007-12-01","","MOCO","","","","","ASD25VV105A","","","",""]
["RDN01",1364.68,775.28,{"v":59.5,"d":"59.50"},"2007-12-01","","MOCO","","","","","ASD160VV65A","","","",""]
["RDN01",1426.94,328.83,37.72,"2007-12-01","","MOCO","","","","","ASR160VV65A","","","",""]
["",999.99,99.99,"","2008-01-01","","MOCO","","","","","ASD16VV35A","","","",""]
["",999.99,99.99,"","2008-01-01","","MOCO","","","","","ASR40VV180A","","","",""]
["",999.99,99.99,"","2008-01-01","","MOCO","","","","","ASR40VV270A","","","",""]
["",999.99,99.99,"","2008-01-01","","MOCO","","","","","ASR40VV35A","","","",""]
["",999.99,99.99,"","2008-01-01","","MOCO","","","","","ASR40VV65A","","","",""]
["",999.99,99.99,"","2008-01-01","","MOCO","","","","","ASR450D","","","",""]
["",999.99,99.99,"","2008-01-01","","MOCO","","","","","ASR650A","","","",""]
["",999.99,99.99,"","2008-01-01","","MOCO","","","","","ASR650D","","","",""]
["",999.99,99.99,"","2008-01-01","","MOCO","","","","","ASR650VV105A","","","",""]
["",999.99,99.99,"","2008-01-01","","MOCO","","","","","ASR650VV180A","","","",""]
["",999.99,99.99,"","2008-01-01","","MOCO","","","","","ASR650VV270A","","","",""]
["",999.99,99.99,"","2008-01-01","","MOCO","","","","","ASR650VV35A","","","",""]
["",999.99,99.99,"","2008-01-01","","MOCO","","","","","ASR650VV65A","","","",""]
["",999.99,99.99,"","2008-01-01","","MOCO","","","","","ASR65D","","","",""]
["",999.99,99.99,"","2008-01-01","","MOCO","","","","","ASR400VV105A","","","",""]
["",999.99,99.99,"","2008-01-01","","MOCO","","","","","ASR400VV180A","","","",""]
["",999.99,99.99,"","2008-01-01","","MOCO","","","","","ASR400VV270A","","","",""]
["",999.99,99.99,"","2008-01-01","","MOCO","","","","","ASR400VV65A","","","",""]
["",999.99,99.99,"","2008-01-01","","MOCO","","","","","ASR40A","","","",""]
["",999.99,99.99,"","2008-01-01","","MOCO","","","","","ASR40D","","","",""]
["",999.99,99.99,"","2008-01-01","","MOCO","","","","","ASR40VV105A","","","",""]
["",999.99,99.99,"","2008-01-01","","MOCO","","","","","AR10265H","","","",""]
["",999.99,99.99,"","2008-01-01","","MOCO","","","","","AR1076D","","","",""]
["",999.99,99.99,"","2008-01-01","","MOCO","","","","","AR130D","","","",""]
["",999.99,99.99,"","2008-01-01","","MOCO","","","","","AR229D","","","",""]
["",999.99,99.99,"","2008-01-01","","MOCO","","","","","AR25D","","","",""]
["",999.99,99.99,"","2008-01-01","","MOCO","","","","","AR283D","","","",""]
["",999.99,99.99,"","2008-01-01","","MOCO","","","","","AR362D","","","",""]
["",999.99,99.99,"","2008-01-01","","MOCO","","","","","AR40D","","","",""]
["",999.99,99.99,"","2008-01-01","","MOCO","","","","","AR50D","","","",""]
["",999.99,99.99,"","2008-01-01","","MOCO","","","","","AR538D","","","",""]
["",999.99,99.99,"","2008-01-01","","MOCO","","","","","AR708D","","","",""]
["",999.99,99.99,"","2008-01-01","","MOCO","","","","","AR81D","","","",""]
["",999.99,99.99,"","2008-01-01","","MOCO","","","","","ARCMHH100A","","","",""]
["",999.99,99.99,"","2008-01-01","","MOCO","","","","","ARCMHH160A","","","",""]
["",999.99,99.99,"","2008-01-01","","MOCO","","","","","ARCMHH200A","","","",""]
["",999.99,99.99,"","2008-01-01","","MOCO","","","","","ARCMHH250A","","","",""]
["",999.99,99.99,"","2008-01-01","","MOCO","","","","","ARCMHH300A","","","",""]
["",999.99,99.99,"","2008-01-01","","MOCO","","","","","ARCMHH65A","","","",""]
["",999.99,99.99,"","2008-01-01","","MOCO","","","","","ARCMVH100A","","","",""]
["",999.99,99.99,"","2008-01-01","","MOCO","","","","","ARCMVH160A","","","",""]
["",999.99,99.99,"","2008-01-01","","MOCO","","","","","ARCMVH200A","","","",""]
["",999.99,99.99,"","2008-01-01","","MOCO","","","","","ARCMVH250A","","","",""]
["",999.99,99.99,"","2008-01-01","","MOCO","","","","","ARCMVH300A","","","",""]
["",999.99,99.99,"","2008-01-01","","MOCO","","","","","ARCMVH65A","","","",""]
["",999.99,99.99,"","2008-01-01","","MOCO","","","","","ARCMVV100A","","","",""]
["",999.99,99.99,"","2008-01-01","","MOCO","","","","","ARCMVV160A","","","",""]
["",999.99,99.99,"","2008-01-01","","MOCO","","","","","ARCMVV200A","","","",""]
["",999.99,99.99,"","2008-01-01","","MOCO","","","","","ARCMVV250A","","","",""]
["",999.99,99.99,"","2008-01-01","","MOCO","","","","","ARCMVV25A","","","",""]
["",999.99,99.99,"","2008-01-01","","MOCO","","","","","ARCMVV300A","","","",""]
["",999.99,99.99,"","2008-01-01","","MOCO","","","","","ARCMVV40A","","","",""]
["",999.99,99.99,"","2008-01-01","","MOCO","","","","","ARCMVV65A","","","",""]
["",999.99,99.99,"","2008-01-01","","MOCO","","","","","ARILHH1000A","","","",""]
["",999.99,99.99,"","2008-01-01","","MOCO","","","","","ARILHH100A","","","",""]
["",999.99,99.99,"","2008-01-01","","MOCO","","","","","ARILHH160A","","","",""]
["",999.99,99.99,"","2008-01-01","","MOCO","","","","","ARILHH200A","","","",""]
["",999.99,99.99,"","2008-01-01","","MOCO","","","","","ARILHH250A","","","",""]
["",999.99,99.99,"","2008-01-01","","MOCO","","","","","ARILHH300A","","","",""]
["",999.99,99.99,"","2008-01-01","","MOCO","","","","","ARILHH400A","","","",""]
["",999.99,99.99,"","2008-01-01","","MOCO","","","","","ARILHH650A","","","",""]
["",999.99,99.99,"","2008-01-01","","MOCO","","","","","ARILHH65A","","","",""]
["",999.99,99.99,"","2008-01-01","","MOCO","","","","","ASD100A","","","",""]
["",999.99,99.99,"","2008-01-01","","MOCO","","","","","ASD100VV270A","","","",""]
["",999.99,99.99,"","2008-01-01","","MOCO","","","","","ASD100VV35","","","",""]
["",999.99,99.99,"","2008-01-01","","MOCO","","","","","ASD100VV65A","","","",""]
["",999.99,99.99,"","2008-01-01","","MOCO","","","","","ASD100Vv105A","","","",""]
["",999.99,99.99,"","2008-01-01","","MOCO","","","","","ASD100Vv180A","","","",""]
["",999.99,99.99,"","2008-01-01","","MOCO","","","","","ASD160A","","","",""]
["",999.99,99.99,"","2008-01-01","","MOCO","","","","","ASD160VV105A","","","",""]
["",999.99,99.99,"","2008-01-01","","MOCO","","","","","ASD160VV180A","","","",""]
["",999.99,99.99,"","2008-01-01","","MOCO","","","","","ASD160VV270A","","","",""]
["",999.99,99.99,"","2008-01-01","","MOCO","","","","","ASD160VV35A","","","",""]
["",999.99,99.99,"","2008-01-01","","MOCO","","","","","ASD160VV65A","","","",""]
["",999.99,99.99,"","2008-01-01","","MOCO","","","","","ASD16A","","","",""]
["",999.99,99.99,"","2008-01-01","","MOCO","","","","","ASD16VV105A","","","",""]
["",999.99,99.99,"","2008-01-01","","MOCO","","","","","ASD16VV180A","","","",""]
["",999.99,99.99,"","2008-01-01","","MOCO","","","","","ASD16VV270A","","","",""]
["",{"v":253,"d":"253.00"},"","","2007-12-03","","MOCO","","","","","AR10265H","","","",""]
["",{"v":23,"d":"23.00"},{"v":12,"d":"12.00"},"","2000-01-01","","MOCO","","","","","AR10265H","","","",""]
["",999.99,99.99,"","2008-01-01","","MOCO","","","","","ASD16VV65A","","","",""]
["",999.99,99.99,"","2008-01-01","","MOCO","","","","","ASD25A","","","",""]
["",999.99,99.99,"","2008-01-01","","MOCO","","","","","ASD25VV105A","","","",""]
["",999.99,99.99,"","2008-01-01","","MOCO","","","","","ASD25VV180A","","","",""]
["",999.99,99.99,"","2008-01-01","","MOCO","","","","","ASD25VV270A","","","",""]
["",999.99,99.99,"","2008-01-01","","MOCO","","","","","ASD25VV35A","","","",""]
["",999.99,99.99,"","2008-01-01","","MOCO","","","","","ASD25VV65A","","","",""]
["",999.99,99.99,"","2008-01-01","","MOCO","","","","","ASD40A","","","",""]
["",999.99,99.99,"","2008-01-01","","MOCO","","","","","ASD40VV105A","","","",""]
["",999.99,99.99,"","2008-01-01","","MOCO","","","","","ASD40VV180A","","","",""]
["",999.99,99.99,"","2008-01-01","","MOCO","","","","","ASD40VV270A","","","",""]
["",999.99,99.99,"","2008-01-01","","MOCO","","","","","ASD40VV35A","","","",""]
["",999.99,99.99,"","2008-01-01","","MOCO","","","","","ASD40VV65A","","","",""]
["",999.99,99.99,"","2008-01-01","","MOCO","","","","","ASD65A","","","",""]
["",999.99,99.99,"","2008-01-01","","MOCO","","","","","ASD65VV105A","","","",""]
["",999.99,99.99,"","2008-01-01","","MOCO","","","","","ASD65VV180A","","","",""]
["",999.99,99.99,"","2008-01-01","","MOCO","","","","","ASD65VV270A","","","",""]
["",999.99,99.99,"","2008-01-01","","MOCO","","","","","ASD65VV35A","","","",""]
["",999.99,99.99,"","2008-01-01","","MOCO","","","","","ASD65VV65A","","","",""]
["",999.99,99.99,"","2008-01-01","","MOCO","","","","","ASR1000A","","","",""]
["",999.99,99.99,"","2008-01-01","","MOCO","","","","","ASR1000VV105A","","","",""]
["",999.99,99.99,"","2008-01-01","","MOCO","","","","","ASR1000VV180A","","","",""]
["",999.99,99.99,"","2008-01-01","","MOCO","","","","","ASR1000VV270A","","","",""]
["",999.99,99.99,"","2008-01-01","","MOCO","","","","","ASR1000VV35A","","","",""]
["",999.99,99.99,"","2008-01-01","","MOCO","","","","","ASR1000VV65A","","","",""]
["",999.99,99.99,"","2008-01-01","","MOCO","","","","","ASR100A","","","",""]
["",999.99,99.99,"","2008-01-01","","MOCO","","","","","ASR100D","","","",""]
["",999.99,99.99,"","2008-01-01","","MOCO","","","","","ASR100VV105A","","","",""]
["",999.99,99.99,"","2008-01-01","","MOCO","","","","","ASR100VV180A","","","",""]
["",999.99,99.99,"","2008-01-01","","MOCO","","","","","ASR100VV270A","","","",""]
["",999.99,99.99,"","2008-01-01","","MOCO","","","","","ASR100VV65A","","","",""]
["",999.99,99.99,"","2008-01-01","","MOCO","","","","","ASR1075D","","","",""]
["",999.99,99.99,"","2008-01-01","","MOCO","","","","","ASR1600D","","","",""]
["",999.99,99.99,"","2008-01-01","","MOCO","","","","","ASR160A","","","",""]
["",999.99,99.99,"","2008-01-01","","MOCO","","","","","ASR160D","","","",""]
["",999.99,99.99,"","2008-01-01","","MOCO","","","","","ASR160VV105A","","","",""]
["",999.99,99.99,"","2008-01-01","","MOCO","","","","","ASR160VV180A","","","",""]
["",999.99,99.99,"","2008-01-01","","MOCO","","","","","ASR160VV270A","","","",""]
["",999.99,99.99,"","2008-01-01","","MOCO","","","","","ASR160VV65A","","","",""]
["",999.99,99.99,"","2008-01-01","","MOCO","","","","","ASR200A","","","",""]
["",999.99,99.99,"","2008-01-01","","MOCO","","","","","ASR200VV105A","","","",""]
["",999.99,99.99,"","2008-01-01","","MOCO","","","","","ASR200VV180A","","","",""]
["",999.99,99.99,"","2008-01-01","","MOCO","","","","","ASR200VV270A","","","",""]
["",999.99,99.99,"","2008-01-01","","MOCO","","","","","ASR200VV65A","","","",""]
["",999.99,99.99,"","2008-01-01","","MOCO","","","","","ASR250A","","","",""]
["",999.99,99.99,"","2008-01-01","","MOCO","","","","","ASR250VV105A","","","",""]
["",999.99,99.99,"","2008-01-01","","MOCO","","","","","ASR250VV180A","","","",""]
["",999.99,99.99,"","2008-01-01","","MOCO","","","","","ASR250VV270A","","","",""]
["",999.99,99.99,"","2008-01-01","","MOCO","","","","","ASR250VV65A","","","",""]
["",999.99,99.99,"","2008-01-01","","MOCO","","","","","ASR25A","","","",""]
["",999.99,99.99,"","2008-01-01","","MOCO","","","","","ASR25D","","","",""]
["",999.99,99.99,"","2008-01-01","","MOCO","","","","","ASR25VV105A","","","",""]
["",999.99,99.99,"","2008-01-01","","MOCO","","","","","ASR25VV180A","","","",""]
["",999.99,99.99,"","2008-01-01","","MOCO","","","","","ASR25VV270A","","","",""]
["",999.99,99.99,"","2008-01-01","","MOCO","","","","","ASR25VV35A","","","",""]
["",999.99,99.99,"","2008-01-01","","MOCO","","","","","ASR25VV65A","","","",""]
["",999.99,99.99,"","2008-01-01","","MOCO","","","","","ASR300A","","","",""]
["",999.99,99.99,"","2008-01-01","","MOCO","","","","","ASR300VV105A","","","",""]
["",999.99,99.99,"","2008-01-01","","MOCO","","","","","ASR300VV180A","","","",""]
["",999.99,99.99,"","2008-01-01","","MOCO","","","","","ASR300VV270A","","","",""]
["",999.99,99.99,"","2008-01-01","","MOCO","","","","","ASR300VV65A","","","",""]
["",999.99,99.99,"","2008-01-01","","MOCO","","","","","ASR400A","","","",""]

{"sheet":"LOOKUPS","index":5,"n_rows":24,"n_cols":2,"rows_kept":24,"flags":["formulas_cached_only"]}
[]
["COST TYPES"]
["AICO","Additonal Item"]
["BACO","Base Cost"]
["HOCO","Housing Cost"]
["LACO","Labour Cost"]
["MOCO","Module Cost"]
[]
["Additional Items"]
["AMS"]
["EMR"]
["LIFTING GEAR"]
["PURGE"]
[]
["REGIONS"]
["NETW01","SC001 - Scotland"]
["NETW02","NTH01 - North"]
["NETW03","STH01 - South"]
["NETW04","WWE01 - Wales and West"]
["NETW05","RDN01 - North London"]
["NETW06","RDN01 - West Midlands"]
["NETW07","RDN01 - North West"]
["NETW08","RDN01 - East"]
["RDN01","Retained networks"]